## брянск
[9 empty] | table 1 | [12 empty] | table 2
No. | Object of main substation, voltage class | Current deficit | [8 empty] | Note | No. | Object of main substation, voltage class | Expected dificit / proficit | [9 empty] | Note
|  | Installed power capacity of transformers Sуst., including their number, pcs/ MVA | Summary total capacity of Central Substation following the results of measurements of load maximum Sмах , MVA | Total capacity redistributed according to operating rules, MVA for the time period |  | Total capacity including re-distribution, MVA | Limiting factors, MVA | Permissible load accounted in the n-1 mode, MVA | Deficit/proficit of Main Substation, MVA |  |  |  |  | Installed power capacity of transformers Sуst., including their number in future subject to fulfillment of technical specifications at TS or other measures on reconstruction of MS pcs/ MVA | Additional capacity according to provided technical specifications at TS, МVА | Expected load of main substation, MVA | Total redistributed capacity in future including fulfillment of measures of technical specifications or other measures relating to reconstruction of network, investment programs etc. |  | Total capacity including re-distribution, MVA | Limiting factors, MVA | Permissible load accounted in the n-1 mode, MVA | Deficit/proficit of Main Substation, MVA
|  |  |  | МVА | Мin. | [11 empty] | МVА | Мin.
1 | 2 | 3 | 4 | 5 | 6 | 7 | 8 | 9 | 10 | 11 | 12 | 1 | 2 | 3 | 4 | 5 | 6 | 7 | 8 | 9 | 10 | 11 | 12 | 13
1 | SS 110/10 kv Lopandino | 6.3 | 1.2 | 1.2 | 24 hours | 0 | 0 | 6.615 | 6.615 | 6.615 | opened | 1 | SS 110/10 kv Lopandino | 6.3 | 0 | 1.2 | 1.2 | 24 hours | 0 | 0 | 6.615 | 6.615 | 6.615 | opened
2 | SS 110/35/10 kv Nerussa | 16 | 3.8 | 3.4 | 24 hours | 0.4 | 0 | 16.8 | 16.4 | 15.1 | opened | 2 | SS 110/35/10 kv Nerussa | 16 | 0 | 3.8 | 2.6 | 24 hours | 1.2 | 0 | 16.8 | 15.6 | 15.1 | opened
| Nom. capacity MV, MVA | 16 | 1.7 | 1.5 | 24 hours | 0.2 | 0 | 16.8 | 15.1 |  |  |  | Nom. capacity MV, MVA | 16 |  | 1.7 | 1.5 | 24 hours | 0.2 | 0 | 16.8 | 15.1
| Nom. capacity LV, MVA | 16 | 2.1 | 1.9 | 24 hours | 0.2 | 0 | 16.8 | 16.6 |  |  |  | Nom. capacity LV, MVA | 16 |  | 2.1 | 1.1 | 24 hours | 1 | 0 | 16.8 | 15.8
3 | SS 110/6 kv Svenskaya | 6.3 | 1.602 | 1.5 | 24 hours | 0.102 | 0 | 6.615 | 6.513 | 6.513 | opened | 3 | SS 110/6 kv Svenskaya | 6.3 | 0.047 | 1.649 | 1.5 | 24 hours | 0.149 | 0 | 6.615 | 6.466 | 6.466 | opened
4 | SS 110/10 kv Khmelevskaya | 6.3 | 0.361 | 0.361 | 24 hours | 0 | 0 | 6.615 | 6.615 | 6.615 | opened | 4 | SS 110/10 kv Khmelevskaya | 6.3 | 0.016 | 0.377 | 0.361 | 24 hours | 0.016 | 0 | 6.615 | 6.599 | 6.599 | opened
5 | SS 110/6 kv Energoremont | 10 | 6.4 | 6.4 | 24 hours | 0 | 0 | 10.5 | 10.5 | 10.5 | opened | 5 | SS 110/6 kv Energoremont | 10 | 0 | 6.4 | 6.4 | 24 hours | 0 | 0 | 10.5 | 10.5 | 10.5 | opened
1 | SS 110/6 kv Naytopovichi 8NA | 10 | 0.671 | 0.671 | 24 hours | 0 | 0 | 10.5 | 10.5 | 10.5 | opened | 1 | SS 110/6 kv Naytopovichi 8NA | 10 | 0.018 | 0.689 | 0.671 | 24 hours | 0.018 | 0 | 10.5 | 10.482 | 10.482 | opened
2 | SS 110/10 kv Glybochka | 2.5 | 1.225 | 1.225 | 24 hours | 0 | 0 | 2.625 | 2.625 | 2.625 | opened | 2 | SS 110/10 kv Glybochka | 2.5 | 0.016 | 1.241 | 1.225 | 24 hours | 0.016 | 0 | 2.625 | 2.609 | 2.609 | opened
3 | SS 110/10 kv Desyatukha | 6.3 | 1.191 | 1.187 | 24 hours | 0.004 | 0 | 6.615 | 6.611 | 6.611 | opened | 3 | SS 110/10 kv Desyatukha | 6.3 | 0.021 | 1.212 | 1.187 | 24 hours | 0.025 | 0 | 6.615 | 6.59 | 6.59 | opened
4 | SS 110/35/10 kv Ivaytenki | 6.3 | 1.6 | 1.6 | 24 hours | 0 | 0 | 6.615 | 6.615 | 5.915 | opened | 4 | SS 110/35/10 kv Ivaytenki | 6.3 | 0.03 | 1.63 | 1.6 | 24 hours | 0.03 | 0 | 6.615 | 6.585 | 5.915 | opened
| Nom. capacity MV, MVA | 6.3 | 0.7 | 0.9 | 24 hours | 0 | 0 | 6.615 | 5.915 |  |  |  | Nom. capacity MV, MVA | 6.3 |  | 0.7 | 0.9 | 24 hours | 0 | 0 | 6.615 | 5.915
| Nom. capacity LV, MVA | 6.3 | 0.9 | 0.7 | 24 hours | 0.2 | 0 | 6.615 | 6.415 |  |  |  | Nom. capacity LV, MVA | 6.3 | 0.03 | 0.93 | 0.7 | 24 hours | 0.23 | 0 | 6.615 | 6.385
5 | SS 110/35/10 kv Lugovaya | 16 | 5.4 | 4.7 | 24 hours | 0.7 | 0 | 16.8 | 16.1 | 12.1 | opened | 5 | SS 110/35/10 kv Lugovaya | 16 | 0.06 | 5.46 | 4.7 | 24 hours | 0.76 | 0 | 16.8 | 16.04 | 12.1 | opened
| Nom. capacity MV, MVA | 16 | 4.7 | 3.8 | 24 hours | 0.9 | 0 | 16.8 | 12.1 |  |  |  | Nom. capacity MV, MVA | 16 |  | 4.7 | 3.8 | 24 hours | 0.9 | 0 | 16.8 | 12.1
| Nom. capacity LV, MVA | 16 | 0.7 | 0.9 | 24 hours | 0 | 0 | 16.8 | 16.8 |  |  |  | Nom. capacity LV, MVA | 16 | 0.06 | 0.76 | 0.9 | 24 hours | 0 | 0 | 16.8 | 16.8
6 | SS 110/35/10 kv Plyuskovo | 6.3 | 2.2 | 2.1 | 24 hours | 0.1 | 0 | 6.615 | 6.515 | 5.615 | opened | 6 | SS 110/35/10 kv Plyuskovo | 6.3 | 0.082 | 2.282 | 2.1 | 24 hours | 0.182 | 0 | 6.615 | 6.433 | 5.615 | opened
| Nom. capacity MV, MVA | 6.3 | 1 | 1.1 | 24 hours | 0 | 0 | 6.615 | 5.615 |  |  |  | Nom. capacity MV, MVA | 6.3 |  | 1 | 1.1 | 24 hours | 0 | 0 | 6.615 | 5.615
| Nom. capacity LV, MVA | 6.3 | 1.2 | 1 | 24 hours | 0.2 | 0 | 6.615 | 6.415 |  |  |  | Nom. capacity LV, MVA | 6.3 | 0.082 | 1.282 | 1 | 24 hours | 0.282 | 0 | 6.615 | 6.333
7 | SS 35/10 kv Aleshinskaya | 2.5 | 0.4 | 0.4 | 24 hours | 0.4 | 0 | 0.4 | 0 | 0 | opened | 7 | SS 35/10 kv Aleshinskaya | 2.5 | 0.019 | 0.419 | 0.419 | 24 hours | 0.419 | 0 | 0.419 | 0 | 0 | opened
8 | SS 35/10 kv Altukhovskaya | 1.6 | 0.5 | 0.5 | 24 hours | 0.5 | 0 | 0.5 | 0 | 0 | opened | 8 | SS 35/10 kv Altukhovskaya | 1.6 | 0 | 0.5 | 0.5 | 24 hours | 0.5 | 0 | 0.5 | 0 | 0 | opened
9 | SS 35/10 kv Domashovo | 2.5 | 0.522 | 0.522 | 24 hours | 0.522 | 0 | 0.522 | 0 | 0 | opened | 9 | SS 35/10 kv Domashovo | 2.5 | 0.107 | 0.629 | 0.629 | 24 hours | 0.629 | 0 | 0.629 | 0 | 0 | opened
10 | SS 35/6 kv Dronovskaya | 2.5 | 0.6 | 0.6 | 24 hours | 0.6 | 0 | 0.6 | 0 | 0 | opened | 10 | SS 35/6 kv Dronovskaya | 2.5 | 0 | 0.6 | 0.6 | 24 hours | 0.6 | 0 | 0.6 | 0 | 0 | opened
11 | SS 35/10 kv Kokorevskaya | 4 | 0.9 | 0.9 | 24 hours | 0.9 | 0 | 0.9 | 0 | 0 | opened | 11 | SS 35/10 kv Kokorevskaya | 4 | 0.003 | 0.903 | 0.903 | 24 hours | 0.903 | 0 | 0.903 | 0 | 0 | opened
12 | SS 35/6 kv Malopolpinskaya | 4 | 0.447 | 0.447 | 24 hours | 0.447 | 0 | 0.447 | 0 | 0 | opened | 12 | SS 35/6 kv Malopolpinskaya | 4 | 0.054 | 0.501 | 0.501 | 24 hours | 0.501 | 0 | 0.501 | 0 | 0 | opened
13 | SS 35/10 kv Morachevskaya | 1.6 | 0.316 | 0.316 | 24 hours | 0.316 | 0 | 0.316 | 0 | 0 | opened | 13 | SS 35/10 kv Morachevskaya | 1.6 | 0 | 0.316 | 0.316 | 24 hours | 0.316 | 0 | 0.316 | 0 | 0 | opened
14 | SS 35/10 kv Saltanovskaya | 2.5 | 0.66 | 0.66 | 24 hours | 0.66 | 0 | 0.66 | 0 | 0 | opened | 14 | SS 35/10 kv Saltanovskaya | 2.5 | 0.002 | 0.662 | 0.662 | 24 hours | 0.662 | 0 | 0.662 | 0 | 0 | opened
15 | SS 35/10 kv Svetovo | 2.5 | 0.375 | 0.375 | 24 hours | 0.375 | 0 | 0.375 | 0 | 0 | opened | 15 | SS 35/10 kv Svetovo | 2.5 | 0 | 0.375 | 0.375 | 24 hours | 0.375 | 0 | 0.375 | 0 | 0 | opened
16 | SS 35/10 kv Seshcha | 2.5 | 0.6 | 0.6 | 24 hours | 0.6 | 0 | 0.6 | 0 | 0 | opened | 16 | SS 35/10 kv Seshcha | 2.5 | 0 | 0.6 | 0.6 | 24 hours | 0.6 | 0 | 0.6 | 0 | 0 | opened
17 | SS 35/10 kv Sovkhoznaya | 4 | 0.4 | 0.4 | 24 hours | 0.4 | 0 | 0.4 | 0 | 0 | opened | 17 | SS 35/10 kv Sovkhoznaya | 4 | 0 | 0.4 | 0.4 | 24 hours | 0.4 | 0 | 0.4 | 0 | 0 | opened
18 | SS 35/10 kv Strachevskaya | 2.5 | 0.6 | 0.6 | 24 hours | 0.6 | 0 | 0.6 | 0 | 0 | opened | 18 | SS 35/10 kv Strachevskaya | 2.5 | 0.025 | 0.625 | 0.625 | 24 hours | 0.625 | 0 | 0.625 | 0 | 0 | opened
19 | SS 35/10 kv Strashevichi | 4 | 0.732 | 0.732 | 24 hours | 0.732 | 0 | 0.732 | 0 | 0 | opened | 19 | SS 35/10 kv Strashevichi | 4 | 1.138 | 1.87 | 1.87 | 24 hours | 1.87 | 0 | 1.87 | 0 | 0 | opened
20 | SS 35/10 kv Usozhskaya | 2.5 | 0.886 | 0.886 | 24 hours | 0.886 | 0 | 0.886 | 0 | 0 | opened | 20 | SS 35/10 kv Usozhskaya | 2.5 | 0.03 | 0.916 | 0.916 | 24 hours | 0.916 | 0 | 0.916 | 0 | 0 | opened
21 | SS 35/10 kv Kharinovskaya | 1 | 0.1 | 0.1 | 24 hours | 0.1 | 0 | 0.1 | 0 | 0 | opened | 21 | SS 35/10 kv Kharinovskaya | 1 | 0 | 0.1 | 0.1 | 24 hours | 0.1 | 0 | 0.1 | 0 | 0 | opened
22 | SS 35/10 kv Kharitonovskaya | 4 | 0.762 | 0.762 | 24 hours | 0.762 | 0 | 0.762 | 0 | 0 | opened | 22 | SS 35/10 kv Kharitonovskaya | 4 | 0.1 | 0.862 | 0.862 | 24 hours | 0.862 | 0 | 0.862 | 0 | 0 | opened
23 | SS 35/10 kv Divovka | 2.5 | 0.632 | 0.632 | 24 hours | 0.632 | 0 | 0.632 | 0 | 0 | opened | 23 | SS 35/10 kv Divovka | 2.5 | 0.005 | 0.637 | 0.637 | 24 hours | 0.637 | 0 | 0.637 | 0 | 0 | opened
24 | SS 35/10 kv Molodkovo | 1 | 0.5 | 0.5 | 24 hours | 0.5 | 0 | 0.5 | 0 | 0 | opened | 24 | SS 35/10 kv Molodkovo | 1 | 0 | 0.5 | 0.5 | 24 hours | 0.5 | 0 | 0.5 | 0 | 0 | opened
25 | SS 35/10 kv Papsuevskaya | 2.5 | 0.412 | 0.412 | 24 hours | 0.412 | 0 | 0.412 | 0 | 0 | opened | 25 | SS 35/10 kv Papsuevskaya | 2.5 | 0.003 | 0.415 | 0.415 | 24 hours | 0.415 | 0 | 0.415 | 0 | 0 | opened
26 | SS 35/10 kv Radutinskaya | 1.6 | 0.539 | 0.539 | 24 hours | 0.539 | 0 | 0.539 | 0 | 0 | opened | 26 | SS 35/10 kv Radutinskaya | 1.6 | 0.022 | 0.561 | 0.561 | 24 hours | 0.561 | 0 | 0.561 | 0 | 0 | opened
27 | SS 35/6 kv Ushchepye | 1.6 | 0.625 | 0.625 | 24 hours | 0.625 | 0 | 0.625 | 0 | 0 | opened | 27 | SS 35/6 kv Ushchepye | 1.6 | 0.005 | 0.63 | 0.63 | 24 hours | 0.63 | 0 | 0.63 | 0 | 0 | opened
28 | SS 35/10 kv Ushchepye | 1.6 | 0.141 | 0.141 | 24 hours | 0.141 | 0 | 0.141 | 0 | 0 | opened | 28 | SS 35/10 kv Ushchepye | 1.6 | 0 | 0.141 | 0.141 | 24 hours | 0.141 | 0 | 0.141 | 0 | 0 | opened
29 | SS 35/10 kv Yakovskaya | 2.5 | 0.583 | 0.583 | 24 hours | 0.583 | 0 | 0.583 | 0 | 0 | opened | 29 | SS 35/10 kv Yakovskaya | 2.5 | 0.034 | 0.617 | 0.617 | 24 hours | 0.617 | 0 | 0.617 | 0 | 0 | opened
30 | SS 110/35/6 kv Aksinino | 40+40 | 21.1 | 0 | 0 | 21.1 | 0 | 42 | 20.9 | 20.9 | opened | 30 | SS 110/35/6 kv Aksinino | 40+40 | 0.005 | 21.105 | 0 | 0 | 21.105 | 0 | 42 | 20.895 | 20.895 | opened
| Nom. capacity MV, MVA | 40+40 | 3.5 | 0 | 0 | 3.5 | 0 | 42 | 38.5 |  |  |  | Nom. capacity MV, MVA | 40+40 |  | 3.5 | 0 | 0 | 3.5 | 0 | 42 | 38.5
| Nom. capacity LV, MVA | 40+40 | 17.6 | 0 | 0 | 17.6 | 0 | 42 | 24.4 |  |  |  | Nom. capacity LV, MVA | 40+40 | 0.005 | 17.605 | 0 | 0 | 17.605 | 0 | 42 | 24.395
31 | SS 110/10 kv Airport | 6,3+6,3 | 0.9 | 0 | 0 | 0.9 | 0 | 6.615 | 5.715 | 5.715 | opened | 31 | SS 110/10 kv Airport | 6,3+6,3 | 0.008 | 0.908 | 0 | 0 | 0.908 | 0 | 6.615 | 5.707 | 5.707 | opened
32 | SS 110/6 kv Bezhitskaya | 25+40 | 34.57 | 0 | 0 | 34.57 | 0 | 26.25 | -8.32 | -8.32 | closed | 32 | SS 110/6 kv Bezhitskaya | 25+40 | 3.182 | 37.752 | 0 | 0 | 37.752 | 0 | 26.25 | -11.502 | -11.502 | closed
33 | SS 110/6 kv Water intake | 6,3+6,3 | 1.938 | 0 | 0 | 1.938 | 0 | 6.615 | 4.677 | 4.677 | opened | 33 | SS 110/6 kv Water intake | 6,3+6,3 | 0.816 | 2.754 | 0 | 0 | 2.754 | 0 | 6.615 | 3.861 | 3.861 | opened
34 | SS 110/6 kv Gorodishchenskaya | 16+16 | 25.56 | 1.5 | 12 hours | 24.06 | 0 | 16.8 | -7.26 | -7.26 | closed | 34 | SS 110/6 kv Gorodishchenskaya | 16+16 | 0.806 | 26.366 | 1.5 | 12 hours | 24.866 | 0 | 16.8 | -8.066 | -8.066 | closed
35 | SS 110/10 kv Dobrunskaya | 6,3+4 | 4.338 | 0 | 0 | 4.338 | 0 | 4.2 | -0.138 | -0.138 | closed | 35 | SS 110/10 kv Dobrunskaya | 6,3+4 | 0.524 | 4.862 | 0 | 0 | 4.862 | 0 | 4.2 | -0.662 | -0.662 | closed
36 | SS 110/35/6 kv Dormashevskaya | 40+63 | 44.04 | 0 | 0 | 44.04 | 0 | 42 | -2.04 | -2.04 | closed | 36 | SS 110/35/6 kv Dormashevskaya | 40+63 | 3.226 | 47.266 | 0 | 0 | 47.266 | 0 | 42 | -5.266 | -5.266 | closed
| Nom. capacity MV, MVA | 40+63 | 22.42 | 0 | 0 | 22.42 | 0 | 42 | 19.58 |  |  |  | Nom. capacity MV, MVA | 40+63 |  | 22.42 | 0 | 0 | 22.42 | 0 | 42 | 19.58
| Nom. capacity LV, MVA | 40+63 | 21.62 | 0 | 0 | 21.62 | 0 | 42 | 20.38 |  |  |  | Nom. capacity LV, MVA | 40+63 | 3.226 | 24.846 | 0 | 0 | 24.846 | 0 | 42 | 17.154
37 | SS 110/35/10 kv Dubrovskaya | 16+16 | 9.37 | 0 | 0 | 9.37 | 0 | 16.8 | 7.43 | 7.43 | opened | 37 | SS 110/35/10 kv Dubrovskaya | 16+16 | 0.055 | 9.425 | 0 | 0 | 9.425 | 0 | 16.8 | 7.375 | 7.375 | opened
| Nom. capacity MV, MVA | 16+16 | 5.47 | 0 | 0 | 5.47 | 0 | 16.8 | 11.33 |  |  |  | Nom. capacity MV, MVA | 16+16 |  | 5.47 | 0 | 0 | 5.47 | 0 | 16.8 | 11.33
| Nom. capacity LV, MVA | 16+16 | 3.9 | 0 | 0 | 3.9 | 0 | 16.8 | 12.9 |  |  |  | Nom. capacity LV, MVA | 16+16 | 0.055 | 3.955 | 0 | 0 | 3.955 | 0 | 16.8 | 12.845
38 | SS 110/35/6 kv Dyadkovksya | 25+25 | 36.58 | 9.19 | 12 hours | 27.39 | 0 | 26.25 | -1.14 | -1.14 | closed | 38 | SS 110/35/6 kv Dyadkovksya | 25+25 | 0 | 36.58 | 8.9 | 12 hours | 27.68 | 0 | 26.25 | -1.43 | -1.43 | closed
| Nom. capacity MV, MVA | 25+25 | 9.19 | 9.19 | 12 hours | 0 | 0 | 26.25 | 17.06 |  |  |  | Nom. capacity MV, MVA | 25+25 |  | 9.19 | 8.9 | 12 hours | 0.29 | 0 | 26.25 | 17.06
| Nom. capacity LV, MVA | 25+25 | 27.39 | 0 | 0 | 27.39 | 0 | 26.25 | -1.14 |  |  |  | Nom. capacity LV, MVA | 25+25 |  | 27.39 | 0 | 0 | 27.39 | 0 | 26.25 | -1.14
39 | SS 110/35/10 kv Zhukovskaya | 16+25 | 15.7 | 5.2 | 6 hours | 10.5 | 0 | 16.8 | 6.3 | 6.3 | opened | 39 | SS 110/35/10 kv Zhukovskaya | 16+25 | 0.133 | 15.833 | 5.2 | 6 hours | 10.633 | 0 | 16.8 | 6.167 | 6.167 | opened
| Nom. capacity MV, MVA | 16+25 | 7 | 5.2 | 6 hours | 1.8 | 0 | 16.8 | 9.8 |  |  |  | Nom. capacity MV, MVA | 16+25 |  | 7 | 5.2 | 6 hours | 1.8 | 0 | 16.8 | 9.8
| Nom. capacity LV, MVA | 16+25 | 8.7 | 0 | 0 | 8.7 | 0 | 16.8 | 8.1 |  |  |  | Nom. capacity LV, MVA | 16+25 | 0.133 | 8.833 | 0 | 0 | 8.833 | 0 | 16.8 | 7.967
40 | SS 110/6 kv Zarechnaya | 10+10 | 8.27 | 0 | 0 | 8.27 | 0 | 10.5 | 2.23 | 2.23 | opened | 40 | SS 110/6 kv Zarechnaya | 10+10 | 1.183 | 9.453 | 0 | 0 | 9.453 | 0 | 10.5 | 1.047 | 1.047 | opened
41 | SS 110/35/6 kv Ivotskaya | 25+25 | 9.98 | 2.68 | 6 hours | 7.3 | 0 | 26.25 | 18.95 | 18.95 | opened | 41 | SS 110/35/6 kv Ivotskaya | 25+25 | 0 | 9.98 | 2.4 | 6 hours | 7.58 | 0 | 26.25 | 18.67 | 18.67 | opened
| Nom. capacity MV, MVA | 25+25 | 6.36 | 2.68 | 6 hours | 3.68 | 0 | 26.25 | 19.89 |  |  |  | Nom. capacity MV, MVA | 25+25 |  | 6.36 | 2.4 | 6 hours | 3.96 | 0 | 26.25 | 19.89
| Nom. capacity LV, MVA | 25+25 | 3.62 | 0 | 0 | 0 | 0 | 26.25 | 26.25 |  |  |  | Nom. capacity LV, MVA | 25+25 | 0 | 3.62 | 0 | 0 | 0 | 0 | 26.25 | 26.25
42 | SS 110/6 kv Kamvolnaya | 16+25 | 17.92 | 0 | 0 | 17.92 | 0 | 16.8 | -1.12 | -1.12 | closed | 42 | SS 110/6 kv Kamvolnaya | 16+25 | 0.965 | 18.885 | 0 | 0 | 18.885 | 0 | 16.8 | -2.085 | -2.085 | closed
43 | SS 110/6 kv Karachevskaya | 16+25 | 10.9 | 0 | 0 | 10.9 | 0 | 16.8 | 5.9 | 5.9 | opened | 43 | SS 110/6 kv Karachevskaya | 16+25 | 0.197 | 11.097 | 0 | 0 | 11.097 | 0 | 16.8 | 5.703 | 5.703 | opened
44 | SS 110/6 kv Karachizhskaya | 10+10 | 18.28 | 0 | 0 | 18.28 | 0 | 10.5 | -7.78 | -7.78 | closed | 44 | SS 110/6 kv Karachizhskaya | 10+10 | 0.457 | 18.737 | 0 | 0 | 18.737 | 0 | 10.5 | -8.237 | -8.237 | closed
45 | SS 110/35/10 kv Kletnyanskaya | 10+16 | 7.1 | 1.4 | 6 hours | 5.7 | 0 | 10.5 | 4.8 | 4.8 | opened | 45 | SS 110/35/10 kv Kletnyanskaya | 10+16 | 0.107 | 7.207 | 1.4 | 6 hours | 5.807 | 0 | 10.5 | 4.693 | 4.693 | opened
| Nom. capacity MV, MVA | 10+16 | 1.9 | 1.4 | 6 hours | 0.5 | 0 | 10.5 | 8.6 |  |  |  | Nom. capacity MV, MVA | 10+16 |  | 1.9 | 1.4 | 6 hours | 0.5 | 0 | 10.5 | 8.6
| Nom. capacity LV, MVA | 10+16 | 5.2 | 0 | 0 | 5.2 | 0 | 10.5 | 5.3 |  |  |  | Nom. capacity LV, MVA | 10+16 | 0.107 | 5.307 | 0 | 0 | 5.307 | 0 | 10.5 | 5.193
46 | SS 110/35/10 kv Komarichi | 16+16 | 11.6 | 3.7 | 6 hours | 7.9 | 0 | 16.8 | 8.9 | 8.9 | opened | 46 | SS 110/35/10 kv Komarichi | 16+16 | 0.036 | 11.636 | 3.7 | 6 hours | 7.936 | 0 | 16.8 | 8.864 | 8.864 | opened
| Nom. capacity MV, MVA | 16+16 | 6.7 | 3.7 | 6 hours | 3 | 0 | 16.8 | 10.1 |  |  |  | Nom. capacity MV, MVA | 16+16 |  | 6.7 | 3.7 | 6 hours | 3 | 0 | 16.8 | 10.1
| Nom. capacity LV, MVA | 16+16 | 4.9 | 0 | 0 | 4.9 | 0 | 16.8 | 11.9 |  |  |  | Nom. capacity LV, MVA | 16+16 | 0.036 | 4.936 | 0 | 0 | 4.936 | 0 | 16.8 | 11.864
47 | SS 110/10 kv Letoshniki | 6,3+2,5 | 1.015 | 0 | 0 | 1.015 | 0 | 2.625 | 1.61 | 1.61 | opened | 47 | SS 110/10 kv Letoshniki | 6,3+2,5 | 0.008 | 1.023 | 0 | 0 | 1.023 | 0 | 2.625 | 1.602 | 1.602 | opened
48 | SS 110/6 kv Mamonovskaya | 10+16 | 15.29 | 0 | 0 | 15.29 | 0 | 10.5 | -4.79 | -4.79 | closed | 48 | SS 110/6 kv Mamonovskaya | 10+16 | 1.472 | 16.762 | 0 | 0 | 16.762 | 0 | 10.5 | -6.262 | -6.262 | closed
49 | SS 110/35/10 kv Maritskaya | 10+16 | 5.5 | 4.5 | 6 hours | 1 | 0 | 10.5 | 9.5 | 6.1 | opened | 49 | SS 110/35/10 kv Maritskaya | 10+16 | 0.128 | 5.628 | 4.5 | 6 hours | 1.128 | 0 | 10.5 | 9.372 | 6.1 | opened
| Nom. capacity MV, MVA | 10+16 | 4.4 | 4.5 | 6 hours | 0 | 0 | 10.5 | 6.1 |  |  |  | Nom. capacity MV, MVA | 10+16 |  | 4.4 | 4.5 | 6 hours | 0 | 0 | 10.5 | 6.1
| Nom. capacity LV, MVA | 10+16 | 1.1 | 0 | 0 | 1.1 | 0 | 10.5 | 9.4 |  |  |  | Nom. capacity LV, MVA | 10+16 | 0.128 | 1.228 | 0 | 0 | 1.228 | 0 | 10.5 | 9.272
50 | SS 110/6 kv Michurinskaya | 6,3+10 | 2.504 | 0 | 0 | 2.504 | 0 | 6.615 | 4.111 | 4.111 | opened | 50 | SS 110/6 kv Michurinskaya | 6,3+10 | 0.605 | 3.109 | 0 | 0 | 3.109 | 0 | 6.615 | 3.506 | 3.506 | opened
51 | SS 110/10 kv Molotinskaya | 6,3+6,3 | 2.567 | 0 | 0 | 2.567 | 0 | 6.615 | 4.048 | 4.048 | opened | 51 | SS 110/10 kv Molotinskaya | 6,3+6,3 | 0.023 | 2.59 | 0 | 0 | 2.59 | 0 | 6.615 | 4.025 | 4.025 | opened
52 | SS 110/10 kv Polpinskaya | 16+16 | 4.7 | 0 | 0 | 4.7 | 0 | 16.8 | 12.1 | 12.1 | opened | 52 | SS 110/10 kv Polpinskaya | 16+16 | 0.129 | 4.829 | 0 | 0 | 4.829 | 0 | 16.8 | 11.971 | 11.971 | opened
53 | SS 110/6 kv Sovetskaya | 16+16+25+40 | 36.96 | 0 | 0 | 36.96 | 0 | 59.85 | 22.89 | 22.89 | opened | 53 | SS 110/6 kv Sovetskaya | 16+16+25+40 | 10.877 | 47.837 | 0 | 0 | 47.837 | 0 | 59.85 | 12.013 | 12.013 | opened
54 | SS 110/6 kv Staleliteynaya | 40+31,5+40 | 42.4 | 0 | 0 | 42.4 | 0 | 75.075 | 32.675 | 32.675 | opened | 54 | SS 110/6 kv Staleliteynaya | 40+31,5+40 | 0.178 | 42.578 | 0 | 0 | 42.578 | 0 | 75.075 | 32.497 | 32.497 | opened
55 | SS 110/10 kv Teplichnaya | 10+10 | 4.9 | 0 | 0 | 4.9 | 0 | 10.5 | 5.6 | 5.6 | opened | 55 | SS 110/10 kv Teplichnaya | 10+10 | 0.168 | 5.068 | 0 | 0 | 5.068 | 0 | 10.5 | 5.432 | 5.432 | opened
56 | SS 110/6 kv Uritskaya | 20+20 | 14.38 | 0 | 0 | 14.38 | 0 | 21 | 6.62 | 6.62 | opened | 56 | SS 110/6 kv Uritskaya | 20+20 | 0 | 14.38 | 0 | 0 | 14.38 | 0 | 21 | 6.62 | 6.62 | opened
57 | SS 110/35/10 kv Tsentralnaya | 16+16 | 14.06 | 4.8 | 6 hours | 9.26 | 0 | 16.8 | 7.54 | 7.54 | opened | 57 | SS 110/35/10 kv Tsentralnaya | 16+16 | 0.16 | 14.22 | 4.8 | 6 hours | 9.42 | 0 | 16.8 | 7.38 | 7.38 | opened
| Nom. capacity MV, MVA | 16+16 | 4.82 | 4.8 | 6 hours | 0.02 | 0 | 16.8 | 11.98 |  |  |  | Nom. capacity MV, MVA | 16+16 |  | 4.82 | 4.8 | 6 hours | 0.02 | 0 | 16.8 | 11.98
| Nom. capacity LV, MVA | 16+16 | 9.24 | 0 | 0 | 9.24 | 0 | 16.8 | 7.56 |  |  |  | Nom. capacity LV, MVA | 16+16 | 0.16 | 9.4 | 0 | 0 | 9.4 | 0 | 16.8 | 7.4
58 | SS 110/6 kv Yuzhnaya | 16+25 | 19.43 | 0 | 0 | 19.43 | 0 | 16.8 | -2.63 | -2.63 | closed | 58 | SS 110/6 kv Yuzhnaya | 16+25 | 0.238 | 19.668 | 0 | 0 | 19.668 | 0 | 16.8 | -2.868 | -2.868 | closed
59 | SS 110/10 kv Bobovichi | 6,3+2,5 | 1.497 | 0 | 0 | 1.497 | 0 | 2.625 | 1.128 | 1.128 | opened | 59 | SS 110/10 kv Bobovichi | 6,3+2,5 | 0.022 | 1.519 | 0 | 0 | 1.519 | 0 | 2.625 | 1.106 | 1.106 | opened
60 | SS 110/6 kv Belaya Berezka | 16+25 | 4.469 | 0 | 0 | 4.469 | 0 | 16.8 | 12.331 | 12.331 | opened | 60 | SS 110/6 kv Belaya Berezka | 16+25 | 0 | 4.469 | 0 | 0 | 4.469 | 0 | 16.8 | 12.331 | 12.331 | opened
61 | SS 110/10 kv Valuets | 4+6,3 | 1.208 | 0 | 0 | 1.208 | 0 | 4.2 | 2.992 | 2.992 | opened | 61 | SS 110/10 kv Valuets | 4+6,3 | 0.092 | 1.3 | 0 | 0 | 1.3 | 0 | 4.2 | 2.9 | 2.9 | opened
62 | SS 110/35/6 kv Vodoochistnaya | 10+6,3 | 2.1 | 0.54 | 3 hours | 1.56 | 0 | 42 | 40.44 | 40.1 | opened | 62 | SS 110/35/6 kv Vodoochistnaya | 10+6,3 | 0 | 2.1 | 0.54 | 3 hours | 1.56 | 0 | 42 | 40.44 | 40.1 | opened
| Nom. capacity MV, MVA | 10+6,3 | 0.2 | 0.54 | 3 hours | 0 | 0 | 42 | 41.8 |  |  |  | Nom. capacity MV, MVA | 10+6,3 |  | 0.2 | 0.54 | 3 hours | 0 | 0 | 42 | 41.8
| Nom. capacity LV, MVA | 10+6,3 | 1.9 | 0 | 0 | 1.9 | 0 | 42 | 40.1 |  |  |  | Nom. capacity LV, MVA | 10+6,3 |  | 1.9 | 0 | 0 | 1.9 | 0 | 42 | 40.1
63 | SS 110/6 kv Vysokoe | 40+40 | 31.467 | 0 | 0 | 31.467 | 0 | 42 | 10.533 | 10.533 | opened | 63 | SS 110/6 kv Vysokoe | 40+40 | 0.029 | 31.496 | 0 | 0 | 31.496 | 0 | 42 | 10.504 | 10.504 | opened
64 | SS 110/10 kv Zalineynaya | 10+6,3 | 3.931 | 0 | 0 | 3.931 | 0 | 6.615 | 2.684 | 2.684 | opened | 64 | SS 110/10 kv Zalineynaya | 10+6,3 | 0.131 | 4.062 | 0 | 0 | 4.062 | 0 | 6.615 | 2.553 | 2.553 | opened
65 | SS 110/6 kv Zapadnaya | 10+10 | 10.5 | 0 | 0 | 10.5 | 0 | 10.5 | 0 | 0 | opened | 65 | SS 110/6 kv Zapadnaya | 10+10 | 0.016 | 10.516 | 0 | 0 | 10.516 | 0 | 10.5 | -0.016 | -0.016 | opened
66 | SS 110/35/10 kv Klimovo | 16+16 | 10.2 | 1.64 | 6 hours | 8.56 | 0 | 42 | 33.44 | 33.44 | opened | 66 | SS 110/35/10 kv Klimovo | 16+16 | 0.158 | 10.358 | 1.64 | 6 hours | 8.718 | 0 | 42 | 33.282 | 33.282 | opened
| Nom. capacity MV, MVA | 16+16 | 3.1 | 1.64 | 6 hours | 1.46 | 0 | 42 | 38.9 |  |  |  | Nom. capacity MV, MVA | 16+16 |  | 3.1 | 1.64 | 6 hours | 1.46 | 0 | 42 | 38.9
| Nom. capacity LV, MVA | 16+16 | 7.1 | 0 | 0 | 7.1 | 0 | 42 | 34.9 |  |  |  | Nom. capacity LV, MVA | 16+16 | 0.158 | 7.258 | 0 | 0 | 7.258 | 0 | 42 | 34.742
67 | SS 110/35/6 kv Kozhany | 10+10 | 3.864 | 3.12 | 6 hours | 0.744 | 0 | 42 | 41.256 | 38.884 | opened | 67 | SS 110/35/6 kv Kozhany | 10+10 | 0.009 | 3.873 | 3.12 | 6 hours | 0.753 | 0 | 42 | 41.247 | 38.884 | opened
| Nom. capacity MV, MVA | 10+10 | 3.116 | 3.12 | 6 hours | -0.004 | 0 | 42 | 38.884 |  |  |  | Nom. capacity MV, MVA | 10+10 |  | 3.116 | 3.12 | 6 hours | -0.004 | 0 | 42 | 38.884
| Nom. capacity LV, MVA | 10+10 | 0.748 | 0 | 0 | 0.748 | 0 | 42 | 41.252 |  |  |  | Nom. capacity LV, MVA | 10+10 | 0.009 | 0.757 | 0 | 0 | 0.757 | 0 | 42 | 41.243
68 | SS 110/10 kv Krasny Rog | 2,5+2,5 | 1.265 | 0 | 0 | 1.265 | 0 | 2.625 | 1.36 | 1.36 | opened | 68 | SS 110/10 kv Krasny Rog | 2,5+2,5 | 0.095 | 1.36 | 0 | 0 | 1.36 | 0 | 2.625 | 1.265 | 1.265 | opened
69 | SS 110/35/10 kv Pogar | 16+16+16 | 10.552 | 1.8 | 6 hours | 8.752 | 0 | 42 | 33.248 | 33.248 | opened | 69 | SS 110/35/10 kv Pogar | 16+16+16 | 0.142 | 10.694 | 1.8 | 6 hours | 8.894 | 0 | 42 | 33.106 | 33.106 | opened
| Nom. capacity MV, MVA | 16+16 | 1.803 | 1.8 | 6 hours | 0.003 | 0 | 42 | 40.197 |  |  |  | Nom. capacity MV, MVA | 16+16 |  | 1.803 | 1.8 | 6 hours | 0.003 | 0 | 42 | 40.197
| Nom. capacity LV, MVA | 16+16 | 8.749 | 0 | 0 | 8.749 | 0 | 42 | 33.251 |  |  |  | Nom. capacity LV, MVA | 16+16 | 0.142 | 8.891 | 0 | 0 | 8.891 | 0 | 42 | 33.109
70 | SS 110/35/10 kv Pochepskaya | 16+25 | 12.995 | 2.21 | 3 hours | 10.785 | 0 | 42 | 31.215 | 31.213 | opened | 70 | SS 110/35/10 kv Pochepskaya | 16+25 | 1.732 | 14.727 | 2.21 | 3 hours | 12.517 | 0 | 42 | 29.483 | 29.481 | opened
| Nom. capacity MV, MVA | 16+25 | 2.208 | 2.21 | 3 hours | -0.002 | 0 | 42 | 39.792 |  |  |  | Nom. capacity MV, MVA | 16+25 |  | 2.208 | 2.21 | 3 hours | -0.002 | 0 | 42 | 39.792
| Nom. capacity LV, MVA | 16+25 | 10.787 | 0 | 0 | 10.787 | 0 | 42 | 31.213 |  |  |  | Nom. capacity LV, MVA | 16+25 | 1.732 | 12.519 | 0 | 0 | 12.519 | 0 | 42 | 29.481
71 | SS 110/10 kv Semyachki | 2,5+2,5 | 0.539 | 0 | 0 | 0.539 | 0 | 2.625 | 2.086 | 2.086 | opened | 71 | SS 110/10 kv Semyachki | 2,5+2,5 | 0.006 | 0.545 | 0 | 0 | 0.545 | 0 | 2.625 | 2.08 | 2.08 | opened
72 | SS 110/35/10 kv Starodub | 16+16 | 12.564 | 7.34 | 6 hours | 5.224 | 0 | 42 | 36.776 | 34.665 | opened | 72 | SS 110/35/10 kv Starodub | 16+16 | 0.017 | 12.581 | 7.34 | 6 hours | 5.241 | 0 | 42 | 36.759 | 34.665 | opened
| Nom. capacity MV, MVA | 16+16 | 7.335 | 7.34 | 6 hours | -0.005 | 0 | 42 | 34.665 |  |  |  | Nom. capacity MV, MVA | 16+16 |  | 7.335 | 7.34 | 6 hours | -0.005 | 0 | 42 | 34.665
| Nom. capacity LV, MVA | 16+16 | 5.229 | 0 | 0 | 5.229 | 0 | 42 | 36.771 |  |  |  | Nom. capacity LV, MVA | 16+16 | 0.017 | 5.246 | 0 | 0 | 5.246 | 0 | 42 | 36.754
73 | SS 110/10 kv Staroselye | 6,3+6,3 | 0.976 | 0 | 0 | 0.976 | 0 | 6.615 | 5.639 | 5.639 | opened | 73 | SS 110/10 kv Staroselye | 6,3+6,3 | 0.015 | 0.991 | 0 | 0 | 0.991 | 0 | 6.615 | 5.624 | 5.624 | opened
74 | SS 110/35/6 kv Surazh | 16+16 | 18.6 | 3.04 | 6 hours | 15.56 | 0 | 42 | 26.44 | 26.4 | opened | 74 | SS 110/35/6 kv Surazh | 16+16 | 0 | 18.6 | 3.04 | 6 hours | 15.56 | 0 | 42 | 26.44 | 26.4 | opened
| Nom. capacity MV, MVA | 16+16 | 3 | 3.04 | 6 hours | -0.04 | 0 | 42 | 39 |  |  |  | Nom. capacity MV, MVA | 16+16 |  | 3 | 3.04 | 6 hours | -0.04 | 0 | 42 | 39
| Nom. capacity LV, MVA | 16+16 | 15.6 | 0 | 0 | 15.6 | 0 | 42 | 26.4 |  |  |  | Nom. capacity LV, MVA | 16+16 |  | 15.6 | 0 | 0 | 15.6 | 0 | 42 | 26.4
75 | SS 110/10 kv Trubchevsk | 16+10 | 7.871 | 0 | 0 | 7.871 | 0 | 10.5 | 2.629 | 2.629 | opened | 75 | SS 110/10 kv Trubchevsk | 16+10 | 0.364 | 8.235 | 0 | 0 | 8.235 | 0 | 10.5 | 2.265 | 2.265 | opened
76 | SS 110/10 kv Shelomy | 6,3+6,3 | 1.005 | 0 | 0 | 1.005 | 0 | 6.615 | 5.61 | 5.61 | opened | 76 | SS 110/10 kv Shelomy | 6,3+6,3 | 0.011 | 1.016 | 0 | 0 | 1.016 | 0 | 6.615 | 5.599 | 5.599 | opened
77 | SS 110/35/6 kv Yubileynaya | 16+16 | 14.3 | 6.45 | 3 hours | 7.85 | 0 | 42 | 34.15 | 34 | opened | 77 | SS 110/35/6 kv Yubileynaya | 16+16 | 0.315 | 14.615 | 6.45 | 3 hours | 8.165 | 0 | 42 | 33.835 | 33.685 | opened
| Nom. capacity MV, MVA | 16+16 | 6.3 | 6.45 | 3 hours | 0 | 0 | 42 | 35.7 |  |  |  | Nom. capacity MV, MVA | 16+16 |  | 6.3 | 6.45 | 3 hours | 0 | 0 | 42 | 35.7
| Nom. capacity LV, MVA | 16+16 | 8 | 0 | 0 | 8 | 0 | 42 | 34 |  |  |  | Nom. capacity LV, MVA | 16+16 | 0.315 | 8.315 | 0 | 0 | 8.315 | 0 | 42 | 33.685
78 | SS 35/6 kv Beloberezhskaya | 6,3+6,3 | 3 | 0 | 0 | 3 | 0 | 6.615 | 3.615 | 3.615 | opened | 78 | SS 35/6 kv Beloberezhskaya | 6,3+6,3 | 0 | 3 | 0 | 0 | 3 | 0 | 6.615 | 3.615 | 3.615 | opened
79 | SS 35/10 kv Brasovskaya | 6,3+6,3 | 3.828 | 0 | 0 | 3.828 | 0 | 6.615 | 2.787 | 2.787 | opened | 79 | SS 35/10 kv Brasovskaya | 6,3+6,3 | 0.008 | 3.836 | 0 | 0 | 3.836 | 0 | 6.615 | 2.779 | 2.779 | opened
80 | SS 35/10 kv Bulshevskaya | 1,6+1,6 | 0.6 | 0 | 0 | 0.6 | 0 | 1.68 | 1.08 | 1.08 | opened | 80 | SS 35/10 kv Bulshevskaya | 1,6+1,6 | 0 | 0.6 | 0 | 0 | 0.6 | 0 | 1.68 | 1.08 | 1.08 | opened
81 | SS 35/6 kv Bytosh | 3,2+6,3 | 2.708 | 0 | 0 | 2.708 | 0 | 3.36 | 0.652 | 0.652 | opened | 81 | SS 35/6 kv Bytosh | 3,2+6,3 | 0 | 2.708 | 0 | 0 | 2.708 | 0 | 3.36 | 0.652 | 0.652 | opened
82 | SS 35/6 kv Velyaminovskaya | 4+4 | 2.021 | 0 | 0 | 2.021 | 0 | 4.2 | 2.179 | 2.179 | opened | 82 | SS 35/6 kv Velyaminovskaya | 4+4 | 0.007 | 2.028 | 0 | 0 | 2.028 | 0 | 4.2 | 2.172 | 2.172 | opened
83 | SS 35/6 kv Vetma | 2,5+2,5 | 0.21 | 0 | 0 | 0.21 | 0 | 2.625 | 2.415 | 2.415 | opened | 83 | SS 35/6 kv Vetma | 2,5+2,5 | 0 | 0.21 | 0 | 0 | 0.21 | 0 | 2.625 | 2.415 | 2.415 | opened
84 | SS 35/6 kv Volodarskaya | 10+6,3 | 11.35 | 0 | 0 | 11.35 | 0 | 6.615 | -4.735 | -4.735 | closed | 84 | SS 35/6 kv Volodarskaya | 10+6,3 | 0 | 11.35 | 0 | 0 | 11.35 | 0 | 6.615 | -4.735 | -4.735 | closed
85 | SS 35/10 kv Glodnevskaya | 4+2,5 | 1.353 | 0 | 0 | 1.353 | 0 | 2.625 | 1.272 | 1.272 | opened | 85 | SS 35/10 kv Glodnevskaya | 4+2,5 | 0.013 | 1.366 | 0 | 0 | 1.366 | 0 | 2.625 | 1.259 | 1.259 | opened
86 | SS 35/6 kv Gorodskaya | 10+10 | 12.14 | 0 | 0 | 12.14 | 0 | 10.5 | -1.64 | -1.64 | closed | 86 | SS 35/6 kv Gorodskaya | 10+10 | 0 | 12.14 | 0 | 0 | 12.14 | 0 | 10.5 | -1.64 | -1.64 | closed
87 | SS 35/10 kv Grishina Sloboda | 4+4 | 0.6 | 0 | 0 | 0.6 | 0 | 4.2 | 3.6 | 3.6 | opened | 87 | SS 35/10 kv Grishina Sloboda | 4+4 | 0.017 | 0.617 | 0 | 0 | 0.617 | 0 | 4.2 | 3.583 | 3.583 | opened
88 | SS 35/10 kv Dobrovodye | 1,6+1,6 | 0.316 | 0 | 0 | 0.316 | 0 | 1.68 | 1.364 | 1.364 | opened | 88 | SS 35/10 kv Dobrovodye | 1,6+1,6 | 0 | 0.316 | 0 | 0 | 0.316 | 0 | 1.68 | 1.364 | 1.364 | opened
89 | SS 35/10 kv Zhiryatinskaya | 4+4 | 1.7 | 0 | 0 | 1.7 | 0 | 4.2 | 2.5 | 2.5 | opened | 89 | SS 35/10 kv Zhiryatinskaya | 4+4 | 0.029 | 1.729 | 0 | 0 | 1.729 | 0 | 4.2 | 2.471 | 2.471 | opened
90 | SS 35/10 kv Igritskaya | 4+6,3 | 2.084 | 0 | 0 | 2.084 | 0 | 4.2 | 2.116 | 2.116 | opened | 90 | SS 35/10 kv Igritskaya | 4+6,3 | 0.026 | 2.11 | 0 | 0 | 2.11 | 0 | 4.2 | 2.09 | 2.09 | opened
91 | SS 35/10 kv Kasilovskaya | 2,5+1 | 0.141 | 0 | 0 | 0.141 | 0 | 1.05 | 0.909 | 0.909 | opened | 91 | SS 35/10 kv Kasilovskaya | 2,5+1 | 0.008 | 0.149 | 0 | 0 | 0.149 | 0 | 1.05 | 0.901 | 0.901 | opened
92 | SS 35/10 kv Kositskaya | 2,5+2,5 | 0.3 | 0 | 0 | 0.3 | 0 | 2.625 | 2.325 | 2.325 | opened | 92 | SS 35/10 kv Kositskaya | 2,5+2,5 | 0.005 | 0.305 | 0 | 0 | 0.305 | 0 | 2.625 | 2.32 | 2.32 | opened
93 | SS 35/10 kv Krupets | 2,5+2,5 | 0.825 | 0 | 0 | 0.825 | 0 | 2.625 | 1.8 | 1.8 | opened | 93 | SS 35/10 kv Krupets | 2,5+2,5 | 0.004 | 0.829 | 0 | 0 | 0.829 | 0 | 2.625 | 1.796 | 1.796 | opened
94 | SS 35/10 kv Luna | 1,6+1,6 | 1.105 | 0 | 0 | 1.105 | 0 | 1.68 | 0.575 | 0.575 | opened | 94 | SS 35/10 kv Luna | 1,6+1,6 | 0 | 1.105 | 0 | 0 | 1.105 | 0 | 1.68 | 0.575 | 0.575 | opened
95 | SS 35/6 kv Lyubokhna | 6,3+6,3 | 6.18 | 0 | 0 | 6.18 | 0 | 6.615 | 0.435 | 0.435 | opened | 95 | SS 35/6 kv Lyubokhna | 6,3+6,3 | 0.01 | 6.19 | 0 | 0 | 6.19 | 0 | 6.615 | 0.425 | 0.425 | opened
96 | SS 35/10 kv Mareevskaya | 1,6+1,6 | 0.8 | 0 | 0 | 0.8 | 0 | 1.68 | 0.88 | 0.88 | opened | 96 | SS 35/10 kv Mareevskaya | 1,6+1,6 | 0.024 | 0.824 | 0 | 0 | 0.824 | 0 | 1.68 | 0.856 | 0.856 | opened
97 | SS 35/10 kv Nevdolsk | 1,6+1,6 | 0.212 | 0 | 0 | 0.212 | 0 | 1.68 | 1.468 | 1.468 | opened | 97 | SS 35/10 kv Nevdolsk | 1,6+1,6 | 0.005 | 0.217 | 0 | 0 | 0.217 | 0 | 1.68 | 1.463 | 1.463 | opened
98 | SS 35/10 kv Norinskaya | 4+4 | 0.6 | 0 | 0 | 0.6 | 0 | 4.2 | 3.6 | 3.6 | opened | 98 | SS 35/10 kv Norinskaya | 4+4 | 0.02 | 0.62 | 0 | 0 | 0.62 | 0 | 4.2 | 3.58 | 3.58 | opened
99 | SS 35/6 kv Paltso | 4+2,5 | 0.447 | 0 | 0 | 0.447 | 0 | 2.625 | 2.178 | 2.178 | opened | 99 | SS 35/6 kv Paltso | 4+2,5 | 0.007 | 0.454 | 0 | 0 | 0.454 | 0 | 2.625 | 2.171 | 2.171 | opened
100 | SS 35/6 kv Pobeda | 4+4 | 3.67 | 0 | 0 | 3.67 | 0 | 4.2 | 0.53 | 0.53 | opened | 100 | SS 35/6 kv Pobeda | 4+4 | 0.435 | 4.105 | 0 | 0 | 4.105 | 0 | 4.2 | 0.095 | 0.095 | opened
101 | SS 35/10 kv Pogreby | 4+4 | 1 | 0 | 0 | 1 | 0 | 4.2 | 3.2 | 3.2 | opened | 101 | SS 35/10 kv Pogreby | 4+4 | 0.01 | 1.01 | 0 | 0 | 1.01 | 0 | 4.2 | 3.19 | 3.19 | opened
102 | SS 35/10 kv Privolskaya | 2,5+1,6 | 1 | 0 | 0 | 1 | 0 | 1.68 | 0.68 | 0.68 | opened | 102 | SS 35/10 kv Privolskaya | 2,5+1,6 | 0.093 | 1.093 | 0 | 0 | 1.093 | 0 | 1.68 | 0.587 | 0.587 | opened
103 | SS 35/10 kv Rzhanitskaya | 2,5+2,5 | 0.7 | 0 | 0 | 0.7 | 0 | 2.625 | 1.925 | 1.925 | opened | 103 | SS 35/10 kv Rzhanitskaya | 2,5+2,5 | 0 | 0.7 | 0 | 0 | 0.7 | 0 | 2.625 | 1.925 | 1.925 | opened
104 | SS 35/10 kv Rognedinskaya | 4+6,3 | 1.6 | 0 | 0 | 1.6 | 0 | 4.2 | 2.6 | 2.6 | opened | 104 | SS 35/10 kv Rognedinskaya | 4+6,3 | 0.025 | 1.625 | 0 | 0 | 1.625 | 0 | 4.2 | 2.575 | 2.575 | opened
105 | SS 35/10,5 kv Ruzhnenskaya | 4+4 | 0.86 | 0 | 0 | 0.86 | 0 | 4.2 | 3.34 | 3.34 | opened | 105 | SS 35/10,5 kv Ruzhnenskaya | 4+4 | 0.01 | 0.87 | 0 | 0 | 0.87 | 0 | 4.2 | 3.33 | 3.33 | opened
106 | SS 35/10 kv Sevskaya | 6,3+6,3 | 3.8 | 0 | 0 | 3.8 | 0 | 6.615 | 2.815 | 2.815 | opened | 106 | SS 35/10 kv Sevskaya | 6,3+6,3 | 0.231 | 4.031 | 0 | 0 | 4.031 | 0 | 6.615 | 2.584 | 2.584 | opened
107 | SS 35/6 kc Seshcha | 1,6+4 | 2 | 0 | 0 | 2 | 0 | 1.68 | -0.32 | -0.32 | closed | 107 | SS 35/6 kc Seshcha | 1,6+4 | 0.042 | 2.042 | 0 | 0 | 2.042 | 0 | 1.68 | -0.362 | -0.362 | closed
108 | SS 35/6 kv Star | 10+10 | 3.84 | 0 | 0 | 3.84 | 0 | 10.5 | 6.66 | 6.66 | opened | 108 | SS 35/6 kv Star | 10+10 | 0 | 3.84 | 0 | 0 | 3.84 | 0 | 10.5 | 6.66 | 6.66 | opened
109 | SS 35/10 kv Teplovskaya | 2,5+2,5 | 0.721 | 0 | 0 | 0.721 | 0 | 2.625 | 1.904 | 1.904 | opened | 109 | SS 35/10 kv Teplovskaya | 2,5+2,5 | 0.054 | 0.775 | 0 | 0 | 0.775 | 0 | 2.625 | 1.85 | 1.85 | opened
110 | SS 35/10 kv Fedorovskaya | 1,6+1,8 | 0.584 | 0 | 0 | 0.584 | 0 | 1.68 | 1.096 | 1.096 | opened | 110 | SS 35/10 kv Fedorovskaya | 1,6+1,8 | 0.039 | 0.623 | 0 | 0 | 0.623 | 0 | 1.68 | 1.057 | 1.057 | opened
111 | SS 35/6 kv Fokinskaya | 16+16+16 | 22.62 | 0 | 0 | 22.62 | 0 | 33.6 | 10.98 | 10.98 | opened | 111 | SS 35/6 kv Fokinskaya | 16+16+16 | 1.226 | 23.846 | 0 | 0 | 23.846 | 0 | 33.6 | 9.754 | 9.754 | opened
112 | SS 35/6 kv Fosforitnaya | 6,3+5,6+16 | 8.3 | 0 | 0 | 8.3 | 0 | 12.495 | 4.195 | 4.195 | opened | 112 | SS 35/6 kv Fosforitnaya | 6,3+5,6+16 | 3.785 | 12.085 | 0 | 0 | 12.085 | 0 | 12.495 | 0.41 | 0.41 | opened
113 | SS 35/10 kv Khvoshchevskaya | 2,5+2,5 | 0.93 | 0 | 0 | 0.93 | 0 | 2.625 | 1.695 | 1.695 | opened | 113 | SS 35/10 kv Khvoshchevskaya | 2,5+2,5 | 0.052 | 0.982 | 0 | 0 | 0.982 | 0 | 2.625 | 1.643 | 1.643 | opened
114 | SS 35/10 kv Abarinskaya | 4+4 | 0.835 | 0 | 0 | 0.835 | 0 | 4.2 | 3.365 | 3.365 | opened | 114 | SS 35/10 kv Abarinskaya | 4+4 | 0.09 | 0.925 | 0 | 0 | 0.925 | 0 | 4.2 | 3.275 | 3.275 | opened
115 | SS 35/10 kv Andreykovichi | 2,5+2,5 | 0.93 | 0 | 0 | 0.93 | 0 | 2.625 | 1.695 | 1.695 | opened | 115 | SS 35/10 kv Andreykovichi | 2,5+2,5 | 0.006 | 0.936 | 0 | 0 | 0.936 | 0 | 2.625 | 1.689 | 1.689 | opened
116 | SS 35/10 kv Borshchevo | 1,6+1,6 | 1.08 | 0 | 0 | 1.08 | 0 | 1.68 | 0.6 | 0.6 | opened | 116 | SS 35/10 kv Borshchevo | 1,6+1,6 | 0.041 | 1.121 | 0 | 0 | 1.121 | 0 | 1.68 | 0.559 | 0 | opened
117 | SS 35/10 kv Vlazovichi | 2,5+1,6 | 0.5 | 0 | 0 | 0.5 | 0 | 1.68 | 1.18 | 1.18 | opened | 117 | SS 35/10 kv Vlazovichi | 2,5+1,6 | 0.022 | 0.522 | 0 | 0 | 0.522 | 0 | 1.68 | 1.158 | 1.158 | opened
118 | SS 35/6 kv Water intake | 2,5+2,5 | 0.36 | 0 | 0 | 0.36 | 0 | 2.625 | 2.265 | 2.265 | opened | 118 | SS 35/6 kv Water intake | 2,5+2,5 | 0 | 0.36 | 0 | 0 | 0.36 | 0 | 2.625 | 2.265 | 2.265 | opened
119 | SS 35/10 kv Voronok | 2,5+3,2 | 1.47 | 0 | 0 | 1.47 | 0 | 2.625 | 1.155 | 1.155 | opened | 119 | SS 35/10 kv Voronok | 2,5+3,2 | 0.023 | 1.493 | 0 | 0 | 1.493 | 0 | 2.625 | 1.132 | 1.132 | opened
120 | SS 35/10 kv Gordeevka | 4+4 | 2.3 | 0 | 0 | 2.3 | 0 | 4.2 | 1.9 | 1.9 | opened | 120 | SS 35/10 kv Gordeevka | 4+4 | 0.066 | 2.366 | 0 | 0 | 2.366 | 0 | 4.2 | 1.834 | 1.834 | opened
121 | SS 35/10 kv Gridenki | 2,5+3,2 | 1.533 | 0 | 0 | 1.533 | 0 | 2.625 | 1.092 | 1.092 | opened | 121 | SS 35/10 kv Gridenki | 2,5+3,2 | 0.113 | 1.646 | 0 | 0 | 1.646 | 0 | 2.625 | 0.979 | 0.979 | opened
122 | SS 35/10 kv Zavodskaya | 4+2,5 | 1.12 | 0 | 0 | 1.12 | 0 | 2.625 | 1.505 | 1.505 | opened | 122 | SS 35/10 kv Zavodskaya | 4+2,5 | 0.005 | 1.125 | 0 | 0 | 1.125 | 0 | 2.625 | 1.5 | 1.5 | opened
123 | SS 35/10 kv Istopki | 1,6+1,6 | 1.106 | 0 | 0 | 1.106 | 0 | 1.68 | 0.574 | 0.574 | opened | 123 | SS 35/10 kv Istopki | 1,6+1,6 | 0 | 1.106 | 0 | 0 | 1.106 | 0 | 1.68 | 0.574 | 0.574 | opened
124 | SS 35/10 kv Katashin | 1,6+1,6 | 0.899 | 0 | 0 | 0.899 | 0 | 1.68 | 0.781 | 0.781 | opened | 124 | SS 35/10 kv Katashin | 1,6+1,6 | 0.029 | 0.928 | 0 | 0 | 0.928 | 0 | 1.68 | 0.752 | 0.752 | opened
125 | SS 35/10 kv Kivay | 2,5+2,5 | 1.931 | 0 | 0 | 1.931 | 0 | 2.625 | 0.694 | 0.694 | opened | 125 | SS 35/10 kv Kivay | 2,5+2,5 | 0.025 | 1.956 | 0 | 0 | 1.956 | 0 | 2.625 | 0.669 | 0.669 | opened
126 | SS 35/10 kv Krutoyar | 2,5+1,6 | 0.762 | 0 | 0 | 0.762 | 0 | 1.68 | 0.918 | 0.918 | opened | 126 | SS 35/10 kv Krutoyar | 2,5+1,6 | 0.041 | 0.803 | 0 | 0 | 0.803 | 0 | 1.68 | 0.877 | 0.877 | opened
127 | SS 35/10 kv Logovatoe | 2,5+1,6 | 1.329 | 0 | 0 | 1.329 | 0 | 1.68 | 0.351 | 0.351 | opened | 127 | SS 35/10 kv Logovatoe | 2,5+1,6 | 0.016 | 1.345 | 0 | 0 | 1.345 | 0 | 1.68 | 0.335 | 0.335 | opened
128 | SS 35/10 kv Lopazna | 2,5+2,5 | 0.36 | 0 | 0 | 0.36 | 0 | 2.625 | 2.265 | 2.265 | opened | 128 | SS 35/10 kv Lopazna | 2,5+2,5 | 0.018 | 0.378 | 0 | 0 | 0.378 | 0 | 2.625 | 2.247 | 2.247 | opened
129 | SS 35/10 kv Mglinskaya | 4+4 | 3.899 | 0 | 0 | 3.899 | 0 | 4.2 | 0.301 | 0.301 | opened | 129 | SS 35/10 kv Mglinskaya | 4+4 | 0.026 | 3.925 | 0 | 0 | 3.925 | 0 | 4.2 | 0.275 | 0.275 | opened
130 | SS 35/10 kv Mishkovka | 2,5+1,6 | 0.632 | 0 | 0 | 0.632 | 0 | 1.68 | 1.048 | 1.048 | opened | 130 | SS 35/10 kv Mishkovka | 2,5+1,6 | 0.021 | 0.653 | 0 | 0 | 0.653 | 0 | 1.68 | 1.027 | 1.027 | opened
131 | SS 35/10 kv Novo-Drokov | 2,5+2,5 | 0.58 | 0 | 0 | 0.58 | 0 | 2.625 | 2.045 | 2.045 | opened | 131 | SS 35/10 kv Novo-Drokov | 2,5+2,5 | 0.001 | 0.581 | 0 | 0 | 0.581 | 0 | 2.625 | 2.044 | 2.044 | opened
132 | SS 35/10 kv Putevaya | 6,3+6,3 | 0.5767 | 0 | 0 | 0.5767 | 0 | 6.615 | 6.0383 | 6.0383 | opened | 132 | SS 35/10 kv Putevaya | 6,3+6,3 | 0.06 | 0.6367 | 0 | 0 | 0.6367 | 0 | 6.615 | 5.9783 | 5.9783 | opened
133 | SS 35/10 kv Selishchanskaya | 2,5+2,5 | 1.369 | 0 | 0 | 1.369 | 0 | 2.625 | 1.256 | 1.256 | opened | 133 | SS 35/10 kv Selishchanskaya | 2,5+2,5 | 0.01 | 1.379 | 0 | 0 | 1.379 | 0 | 2.625 | 1.246 | 1.246 | opened
134 | SS 35/10 kv Slava | 2,5+1,6 | 1.325 | 0 | 0 | 1.325 | 0 | 1.68 | 0.355 | 0.355 | opened | 134 | SS 35/10 kv Slava | 2,5+1,6 | 0.019 | 1.344 | 0 | 0 | 1.344 | 0 | 1.68 | 0.336 | 0.336 | opened
135 | SS 35/10 kv Smolevichi | 6,3+6,3 | 3.22 | 0 | 0 | 3.22 | 0 | 6.615 | 3.395 | 3.395 | opened | 135 | SS 35/10 kv Smolevichi | 6,3+6,3 | 0.08 | 3.3 | 0 | 0 | 3.3 | 0 | 6.615 | 3.315 | 3.315 | opened
136 | SS 35/10 kv Solovyevka | 1,6+1,6 | 0.45 | 0 | 0 | 0.45 | 0 | 1.68 | 1.23 | 1.23 | opened | 136 | SS 35/10 kv Solovyevka | 1,6+1,6 | 0.003 | 0.453 | 0 | 0 | 0.453 | 0 | 1.68 | 1.227 | 1.227 | opened
137 | SS 35/10 kv Sytaya Buda | 2,5+2,5 | 0.447 | 0 | 0 | 0.447 | 0 | 2.625 | 2.178 | 2.178 | opened | 137 | SS 35/10 kv Sytaya Buda | 2,5+2,5 | 0.015 | 0.462 | 0 | 0 | 0.462 | 0 | 2.625 | 2.163 | 2.163 | opened
138 | SS 35/6 kv Tembr | 4+4+3,2 | 6.93 | 0 | 0 | 6.93 | 0 | 7.56 | 0.63 | 0.63 | opened | 138 | SS 35/6 kv Tembr | 4+4+3,2 | 0.07 | 7 | 0 | 0 | 7 | 0 | 7.56 | 0.56 | 0.56 | opened
139 | SS 35/10 kv Churovichi | 2,5+4 | 0.978 | 0 | 0 | 0.978 | 0 | 2.625 | 1.647 | 1.647 | opened | 139 | SS 35/10 kv Churovichi | 2,5+4 | 0.026 | 1.004 | 0 | 0 | 1.004 | 0 | 2.625 | 1.621 | 1.621 | opened
140 | SS 35/10 kv Shcherbinichi | 2,5+2,5 | 1.03 | 0 | 0 | 1.03 | 0 | 2.625 | 1.595 | 1.595 | opened | 140 | SS 35/10 kv Shcherbinichi | 2,5+2,5 | 0.041 | 1.071 | 0 | 0 | 1.071 | 0 | 2.625 | 1.554 | 1.554 | opened
| Total: | 2274.8 | 771.7337 | [8 empty] | 2: Total:; 3: 2274.8; 4: 37.729; 5: 809.4627
| deficit | [8 empty] | -41.913 |  | 2: deficit; Мin. 12: -53.115
| proficit | [8 empty] | 678.6903 |  | 2: proficit; Мin. 12: 686.7933

## Белгород
[11 empty] | Table 1 | [12 empty] | Table 2
No. | Object of main substation, voltage class | Current deficit | [8 empty] | Note | No. | Object of main substation, voltage class | Expected dificit / proficit | [9 empty] | Note
|  | Installed power capacity of transformers Sуst., including their number, pcs/ MVA | Summary total capacity of Central Substation following the results of measurements of load maximum Sмах , MVA | Total capacity redistributed according to operating rules, MVA for the time period |  | Total capacity including re-distribution, MVA | Limiting factors, MVA | Permissible load accounted in the n-1 mode, MVA | Deficit/proficit of Main Substation, MVA |  |  |  |  | Installed power capacity of transformers Sуst., including their number, pcs/ MVA | Additional capacity according to provided technical specifications at TS, МVА | Expected load at main substation, MVA | Total capacity redistributed according to operating rules, MVA for the time period |  | Total capacity including re-distribution, MVA | Limiting factors, MVA | Permissible load accounted in the n-1 mode, MVA | Deficit / proficit of main substation, MVA
|  |  | МVА | МVА | Мin. | [11 empty] | МVА | min.
1 | 2 | 4 | 5 | 6 | 7 | 8 | 9 | 10 | 11 |  | 12 | 1 | 2 | 3 | 4 | 5 | 6 | 7 | 8 | 9 | 10 | 11 | 12 | 13
One-transformer substations | [11 empty] | 1: One-transformer substations
1 | SS-110/35/10kv D.Polyana | 6.3 | 1.6675 | 1.457 | 45 | 1.457 | 0 | 1.457 | -0.2105 | -0.57942 |  | 1 | SS-110/35/10kv D.Polyana | 6.3 | 0 | 1.6675 | 1.457 | 45 | 0.2105 | 0 | 1.457 | -0.2105 | -0.57942
| Sн. MV, МVА | 6.3 | 0.59479 | 0.958 |  | 0.958 | 0 | 0.958 | 0.36321 |  |  |  | Sн. MV, МVА | 6.3 | 0 | 0.59479 | 0.958 |  | -0.36321 | 0 | 0.958 | 0.36321
| Sн. LV, МVА | 6.3 | 1.0784 | 0.499 |  | 0.499 | 0 | 0.499 | -0.57942 |  |  |  | Sн. LV, МVА | 6.3 | 0 | 1.0784 | 0.499 |  | 0.57942 | 0 | 0.499 | -0.57942
2 | SS-110/35/10kv Konshino | 6.3 | 0.40539 | 0.39 | 20 | 0.39 | 0 | 0.39 | -0.01539 | -0.01539 |  | 2 | SS-110/35/10kv Konshino | 6.3 | 0 | 0.40539 | 0.39 | 20 | 0.01539 | 0 | 0.39 | -0.01539 | -0.01539
| Sн. MV, МVА | 6.3 | 0 | 0 |  | 0 | 0 | 0 | 0 |  |  |  | Sн. MV, МVА | 6.3 | 0 | 0 | 0 |  | 0 | 0 | 0 | 0
| Sн. LV, МVА | 6.3 | 0.40539 | 0.39 |  | 0.39 | 0 | 0.39 | -0.01539 |  |  |  | Sн. LV, МVА | 6.3 | 0 | 0.40539 | 0.39 |  | 0.01539 | 0 | 0.39 | -0.01539
3 | SS-110/35/10kv Orositelnaya | 16 | 12.2322 | 11.607 | 120 | 11.607 | 0 | 11.607 | -0.62525 | -0.90525 |  | 3 | SS-110/35/10kv Orositelnaya | 16 | 0 | 12.2322 | 11.607 | 120 | 0.62525 | 0 | 11.607 | -0.62525 | -0.90525
| Sн. MV, МVА | 16 | 9.5113 | 8.606 |  | 8.606 | 0 | 8.606 | -0.90525 |  |  |  | Sн. MV, МVА | 16 | 0 | 9.5113 | 8.606 |  | 0.90525 | 0 | 8.606 | -0.90525
| Sн. LV, МVА | 16 | 2.825 | 3.001 |  | 3.001 | 0 | 3.001 | 0.176 |  |  |  | Sн. LV, МVА | 16 | 0 | 2.825 | 3.001 |  | -0.176 | 0 | 3.001 | 0.176
4 | SS-110/35/6kv Pishcheprom | 25 | 6.3131 | 6.679 | 120 | 6.679 | 0 | 6.679 | 0.36586 | -0.24769 |  | 4 | SS-110/35/6kv Pishcheprom | 25 | 0 | 6.3131 | 6.679 | 120 | -0.36586 | 0 | 6.679 | 0.36586 | -0.24769
| Sн. MV, МVА | 12.5 | 2.2697 | 2.022 |  | 2.022 | 0 | 2.022 | -0.24769 |  |  |  | Sн. MV, МVА | 12.5 | 0 | 2.2697 | 2.022 |  | 0.24769 | 0 | 2.022 | -0.24769
| Sн. LV, МVА | 12.5 | 4.0435 | 4.657 |  | 4.657 | 0 | 4.657 | 0.61354 |  |  |  | Sн. LV, МVА | 12.5 | 0 | 4.0435 | 4.657 |  | -0.61354 | 0 | 4.657 | 0.61354
5 | SS-110/35/10kv Rovenki | 16 | 2.64 | 3.44 | 120 | 3.44 | 0 | 3.44 | 0.79996 | 0.79996 |  | 5 | SS-110/35/10kv Rovenki | 16 | 0 | 2.64 | 3.44 | 120 | -0.79996 | 0 | 3.44 | 0.79996 | 0.79996
| Sн. MV, МVА | 16 | 0.034059 | 4 |  | 4 | 0 | 4 | 3.9659 |  |  |  | Sн. MV, МVА | 16 | 0 | 0.034059 | 4 |  | -3.9659 | 0 | 4 | 3.9659
| Sн. LV, МVА | 16 | 2.6258 | 3.44 |  | 3.44 | 0 | 3.44 | 0.81421 |  |  |  | Sн. LV, МVА | 16 | 0 | 2.6258 | 3.44 |  | -0.81421 | 0 | 3.44 | 0.81421
6 | SS-110/35/10kv Serebryanka | 10 | 1.2961 | 1.78 | 45 | 1.78 | 0 | 1.78 | 0.48388 | 0 |  | 6 | SS-110/35/10kv Serebryanka | 10 | 0 | 1.2961 | 1.78 | 45 | -0.48388 | 0 | 1.78 | 0.48388 | 0
| Sн. MV, МVА | 10 | 0 | 0 |  | 0 | 0 | 0 | 0 |  |  |  | Sн. MV, МVА | 10 | 0 | 0 | 0 |  | 0 | 0 | 0 | 0
| Sн. LV, MVА | 10 | 1.2961 | 1.78 |  | 1.78 | 0 | 1.78 | 0.48388 |  |  |  | Sн. LV, MVА | 10 | 0 | 1.2961 | 1.78 |  | -0.48388 | 0 | 1.78 | 0.48388
7 | SS-35/10kv Afanasyevka | 1.6 | 0.91204 | 0.6464 | 45 | 0.6464 | 0 | 0.6464 | -0.26564 | -0.26564 |  | 7 | SS-35/10kv Afanasyevka | 1.6 | 0 | 0.91204 | 0.6464 | 45 | 0.26564 | 0 | 0.6464 | -0.26564 | -0.26564
8 | SS-35/10kv Borisovka | 1.6 | 0.60716 | 0.6835 | 45 | 0.6835 | 0 | 0.6835 | 0.076343 | 0.076343 |  | 8 | SS-35/10kv Borisovka | 1.6 | 0 | 0.60716 | 0.6835 | 45 | -0.076343 | 0 | 0.6835 | 0.076343 | 0.076343
9 | SS-35/10kv Borisy | 1.6 | 0.4913 | 0 | 20 | 0 | 0 | 0 | -0.4913 | -0.4913 |  | 9 | SS-35/10kv Borisy | 1.6 | 0 | 0.4913 | 0 | 20 | 0.4913 | 0 | 0 | -0.4913 | -0.4913
10 | SS-35/10kv Gostishchevo | 4 | 4.0562 | 2.64 | 80 | 2.64 | 0 | 2.64 | -1.4162 | -1.4162 |  | 10 | SS-35/10kv Gostishchevo | 4 | 0 | 4.0562 | 2.64 | 80 | 1.4162 | 0 | 2.64 | -1.4162 | -1.4162
11 | SS-35/10kv Gruzskoe | 1.6 | 0.66101 | 1.05 | 80 | 1.05 | 0 | 1.05 | 0.38899 | 0.38899 |  | 11 | SS-35/10kv Gruzskoe | 1.6 | 0 | 0.66101 | 1.05 | 80 | -0.38899 | 0 | 1.05 | 0.38899 | 0.38899
12 | SS-35/10kv Zemsnaryad | 1.6 | 0.019799 | 0 |  | 0 | 0 | 1.68 | -0.019799 | -0.019799 |  | 12 | SS-35/10kv Zemsnaryad | 1.6 | 0 | 0.019799 | 0 |  | 0.019799 | 0 | 0 | -0.019799 | -0.019799
13 | SS-35/10kv Kazachya Lisitsa | 2.5 | 0.37702 | 0 |  | 0 | 0 | 0 | -0.37702 | -0.37702 |  | 13 | SS-35/10kv Kazachya Lisitsa | 2.5 | 0 | 0.37702 | 0 |  | 0.37702 | 0 | 0 | -0.37702 | -0.37702
14 | SS-35/10kv Kamyzino | 2.5 | 1.0666 | 0.541 | 45 | 0.541 | 0 | 0.541 | -0.52564 | -0.52564 |  | 14 | SS-35/10kv Kamyzino | 2.5 | 0 | 1.0666 | 0.541 | 45 | 0.52564 | 0 | 0.541 | -0.52564 | -0.52564
15 | SS-35/10kv Koloskovo | 2.5 | 2.0951 | 1.6626 | 45 | 1.6626 | 0 | 1.6626 | -0.43248 | -0.43248 |  | 15 | SS-35/10kv Koloskovo | 2.5 | 0 | 2.0951 | 1.6626 | 45 | 0.43248 | 0 | 1.6626 | -0.43248 | -0.43248
16 | SS-35/10jkv Kryukovo | 2.5 | 1.6587 | 1.55 | 45 | 1.55 | 0 | 1.55 | -0.10865 | -0.10865 |  | 16 | SS-35/10jkv Kryukovo | 2.5 | 0 | 1.6587 | 1.55 | 45 | 0.10865 | 0 | 1.55 | -0.10865 | -0.10865
17 | SS-35/10kv Kushchino | 1.6 | 0.41011 | 0.4101 | 80 | 0.4101 | 0 | 0.4101 | -1.218e-05 | -1.218e-05 |  | 17 | SS-35/10kv Kushchino | 1.6 | 0 | 0.41011 | 0.4101 | 80 | 1.218e-05 | 0 | 0.4101 | -1.218e-05 | -1.218e-05
18 | SS-35/10kv Lopukhinka | 2.5 | 0.416 | 0.407 | 20 | 0.407 | 0 | 0.407 | -0.009 | -0.009 |  | 18 | SS-35/10kv Lopukhinka | 2.5 | 0 | 0.416 | 0.407 | 20 | 0.009 | 0 | 0.407 | -0.009 | -0.009
19 | SS-35/10kv Malakeevo | 2.5 | 1.449 | 1.38 | 120 | 1.38 | 0 | 1.38 | -0.068972 | -0.068972 |  | 19 | SS-35/10kv Malakeevo | 2.5 | 0 | 1.449 | 1.38 | 120 | 0.068972 | 0 | 1.38 | -0.068972 | -0.068972
20 | SS-35/10kv Murom | 2.5 | 1.4041 | 1.54 | 45 | 1.54 | 0 | 1.54 | 0.13589 | 0.13589 |  | 20 | SS-35/10kv Murom | 2.5 | 0.0487 | 1.4528 | 1.54 | 45 | -0.087192 | 0 | 1.54 | 0.087192 | 0.087192
21 | SS-35/10kv Nikolaevka | 2.5 | 0.72377 | 0.6647 | 45 | 0.6647 | 0 | 0.6647 | -0.059068 | -0.059068 |  | 21 | SS-35/10kv Nikolaevka | 2.5 | 0 | 0.72377 | 0.6647 | 45 | 0.059068 | 0 | 0.6647 | -0.059068 | -0.059068
22 | SS-35/10kv Nikolskoe | 4 | 1.8196 | 0.78 | 120 | 0.78 | 0 | 0.78 | -1.0396 | -1.0396 |  | 22 | SS-35/10kv Nikolskoe | 4 | 0 | 1.8196 | 0.78 | 120 | 1.0396 | 0 | 0.78 | -1.0396 | -1.0396
23 | SS-35/10kv Pokrovka | 4 | 0.76894 | 0.722 | 45 | 0.722 | 0 | 0.722 | -0.046937 | -0.046937 |  | 23 | SS-35/10kv Pokrovka | 4 | 0.168 | 0.93694 | 0.722 | 45 | 0.21494 | 0 | 0.722 | -0.21494 | -0.21494
24 | SS-35/10kv Pyatnitskoe | 4 | 2.559 | 1.84 | 80 | 1.84 | 0 | 1.84 | -0.71897 | -0.71897 |  | 24 | SS-35/10kv Pyatnitskoe | 4 | 0 | 2.559 | 1.84 | 80 | 0.71897 | 0 | 1.84 | -0.71897 | -0.71897
25 | SS-35/10kv Sugar plant Ivnya | 2.5 | 0.17787 | 1.676 | 80 | 1.676 | 0 | 1.676 | 1.4981 | 1.4981 |  | 25 | SS-35/10kv Sugar plant Ivnya | 2.5 | 0 | 0.17787 | 1.676 | 80 | -1.4981 | 0 | 1.676 | 1.4981 | 1.4981
26 | SS-35/10kv Svistovka | 2.5 | 0.68693 | 0.6872 | 45 | 0.6872 | 0 | 0.6872 | 0.0002706 | 0.0002706 |  | 26 | SS-35/10kv Svistovka | 2.5 | 0 | 0.68693 | 0.6872 | 45 | -0.0002706 | 0 | 0.6872 | 0.0002706 | 0.0002706
27 | SS-35/10kv sovkhoz "Urazovsky" | 2.5 | 0.72999 | 0.7238 | 120 | 0.7238 | 0 | 0.7238 | -0.0061863 | -0.0061863 |  | 27 | SS-35/10kv sovkhoz "Urazovsky" | 2.5 | 0 | 0.72999 | 0.7238 | 120 | 0.0061863 | 0 | 0.7238 | -0.0061863 | -0.0061863
28 | SS-35/10kv Kharkovskoe | 2.5 | 0.72665 | 0.6797 | 120 | 0.6797 | 0 | 0.6797 | -0.046947 | -0.046947 |  | 28 | SS-35/10kv Kharkovskoe | 2.5 | 0 | 0.72665 | 0.6797 | 120 | 0.046947 | 0 | 0.6797 | -0.046947 | -0.046947
29 | SS-35/10kv Tserkovnaya | 2.5 | 1.1487 | 1 | 80 | 1 | 0 | 1 | -0.14869 | -0.14869 |  | 29 | SS-35/10kv Tserkovnaya | 2.5 | 0 | 1.1487 | 1 | 80 | 0.14869 | 0 | 1 | -0.14869 | -0.14869
Two- and more transformer substations | [11 empty] | 1: Two- and more transformer substations
30 | SS-110/6kv Automobile maintenance plant | 16+16 | 15.4893 | 3.561 | 45 | 11.9283 | 0 | 16.8 | 4.8717 | 4.8717 |  | 30 | SS-110/6kv Automobile maintenance plant | 16+16 | 0 | 15.4893 | 3.561 | 45 | 11.9283 | 0 | 16.8 | 4.8717 | 4.8717
31 | SS-110/35/10kv Aydar | 16+10 | 9.8031 | 8.95 | 120 | 0.85307 | 0 | 10.5 | 9.6469 | 9.6416 |  | 31 | SS-110/35/10kv Aydar | 16+10 | 0 | 9.8031 | 8.95 | 120 | 0.85307 | 0 | 10.5 | 9.6469 | 9.6416
| Sн. MV, МVА | 16+10 | 8.1484 | 7.29 |  | 0.85843 | 0 | 10.5 | 9.6416 |  |  |  | Sн. MV, МVА | 16+10 | 0 | 8.1484 | 7.29 |  | 0.85843 | 0 | 10.5 | 9.6416
| Sн. LV, МVА | 16+10 | 1.6564 | 1.66 |  | -0.003593 | 0 | 10.5 | 10.5036 |  |  |  | Sн. LV, МVА | 16+10 | 0 | 1.6564 | 1.66 |  | -0.003593 | 0 | 10.5 | 10.5036
32 | SS-110/35/10kv Alexandrovka | 16+16 | 13.1315 | 8.37 | 80 | 4.7615 | 0 | 16.8 | 12.0385 | 12.0385 |  | 32 | SS-110/35/10kv Alexandrovka | 16+16 | 0 | 13.1315 | 8.37 | 80 | 4.7615 | 0 | 16.8 | 12.0385 | 12.0385
| Sн. MV, МVА | 16+16 | 6.952 | 6.697 |  | 0.25498 | 0 | 16.8 | 16.545 |  |  |  | Sн. MV, МVА | 16+16 | 0 | 6.952 | 6.697 |  | 0.25498 | 0 | 16.8 | 16.545
| Sн. LV, МVА | 16+16 | 6.1796 | 1.673 |  | 4.5066 | 0 | 16.8 | 12.2934 |  |  |  | Sн. LV, МVА | 16+16 | 0 | 6.1796 | 1.673 |  | 4.5066 | 0 | 16.8 | 12.2934
33 | SS-110/35/10kv Alexeevka | 25+25+25 | 43.4741 | 5.322 | 120 | 38.1521 | 0 | 52.5 | 14.3479 | 14.3479 |  | 33 | SS-110/35/10kv Alexeevka | 25+25+25 | 0 | 43.4741 | 5.322 | 120 | 38.1521 | 0 | 52.5 | 14.3479 | 14.3479
| Sн. MV, МVА | 25+25+25 | 19.0616 | 3.102 |  | 15.9596 | 0 | 52.5 | 36.5404 |  |  |  | Sн. MV, МVА | 25+25+25 | 0 | 19.0616 | 3.102 |  | 15.9596 | 0 | 52.5 | 36.5404
| Sн. LV, МVА | 25+25+25 | 24.4682 | 2.22 |  | 22.2482 | 0 | 52.5 | 30.2518 |  |  |  | Sн. LV, МVА | 25+25+25 | 0 | 24.4682 | 2.22 |  | 22.2482 | 0 | 52.5 | 30.2518
34 | SS-110/35/10kv Arkhangelskoe | 10+16 | 10.7611 | 8.87 | 45 | 1.8911 | 0 | 10.5 | 8.6089 | 8.6089 |  | 34 | SS-110/35/10kv Arkhangelskoe | 10+16 | 0 | 10.7611 | 8.87 | 45 | 1.8911 | 0 | 10.5 | 8.6089 | 8.6089
| Sн. MV, МVА | 10+16 | 10.1449 | 8.867 |  | 1.2779 | 0 | 10.5 | 9.2221 |  |  |  | Sн. MV, МVА | 10+16 | 0 | 10.1449 | 8.867 |  | 1.2779 | 0 | 10.5 | 9.2221
| Sн. LV, МVА | 10+16 | 0.61803 | 0 |  | 0.61803 | 0 | 10.5 | 9.882 |  |  |  | Sн. LV, МVА | 10+16 | 0 | 0.61803 | 0 |  | 0.61803 | 0 | 10.5 | 9.882
35 | SS-110/6kv Belgorod-1 | 40+48 | 44.7395 | 0 | 120 | 44.7395 | 0 | 42 | -2.7395 | -2.7395 |  | 35 | SS-110/6kv Belgorod-1 | 40+48 | 0.1 | 44.8395 | 0 | 120 | 44.8395 | 0 | 42 | -2.8395 | -2.8395
36 | SS-110/35/10kv Borisovka | 16+16 | 12.2392 | 11.433 | 120 | 0.80621 | 0 | 16.8 | 15.9938 | 4.8462 |  | 36 | SS-110/35/10kv Borisovka | 16+16 | 0 | 12.2392 | 11.433 | 120 | 0.80621 | 0 | 16.8 | 15.9938 | 4.8462
| Sн. MV, МVА | 16+8 | 5.4268 | 8.133 |  | -2.7062 | 0 | 8.4 | 11.1062 |  |  |  | Sн. MV, МVА | 16+8 | 0 | 5.4268 | 8.133 |  | -2.7062 | 0 | 8.4 | 11.1062
| Sн. LV, МVА | 16+8 | 6.8538 | 3.3 |  | 3.5538 | 0 | 8.4 | 4.8462 |  |  |  | Sн. LV, МVА | 16+8 | 0 | 6.8538 | 3.3 |  | 3.5538 | 0 | 8.4 | 4.8462
37 | SS-110/35/10kv V.Pokrovka | 10+10 | 10.3847 | 11.5 | 120 | -1.1153 | 0 | 10.5 | 11.6153 | 9.4887 |  | 37 | SS-110/35/10kv V.Pokrovka | 10+10 | 0 | 10.3847 | 11.5 | 120 | -1.1153 | 0 | 10.5 | 11.6153 | 9.4887
| Sн. MV, МVА | 10+10 | 8.8113 | 7.8 |  | 1.0113 | 0 | 10.5 | 9.4887 |  |  |  | Sн. MV, МVА | 10+10 | 0 | 8.8113 | 7.8 |  | 1.0113 | 0 | 10.5 | 9.4887
| Sн. LV, МVА | 10+10 | 1.5778 | 3.7 |  | -2.1222 | 0 | 10.5 | 12.6222 |  |  |  | Sн. LV, МVА | 10+10 | 0 | 1.5778 | 3.7 |  | -2.1222 | 0 | 10.5 | 12.6222
38 | SS-110/35/10kv Veydelevka | 10+10 | 9.6812 | 8.83 | 120 | 0.85124 | 0 | 10.5 | 9.6488 | 9.1219 |  | 38 | SS-110/35/10kv Veydelevka | 10+10 | 0 | 9.6812 | 8.83 | 120 | 0.85124 | 0 | 10.5 | 9.6488 | 9.1219
| Sн. MV, МVА | 10+10 | 5.3331 | 3.955 |  | 1.3781 | 0 | 10.5 | 9.1219 |  |  |  | Sн. MV, МVА | 10+10 | 0 | 5.3331 | 3.955 |  | 1.3781 | 0 | 10.5 | 9.1219
| Sн. LV, МVА | 10+10 | 4.3514 | 4.875 |  | -0.52364 | 0 | 10.5 | 11.0236 |  |  |  | Sн. LV, МVА | 10+10 | 0 | 4.3514 | 4.875 |  | -0.52364 | 0 | 10.5 | 11.0236
39 | SS-110/6kv Vitamin plant | 25+25 | 15.067 | 1.46 | 45 | 13.607 | 0 | 26.25 | 12.643 | 12.643 |  | 39 | SS-110/6kv Vitamin plant | 25+25 | 0.025 | 15.092 | 1.46 | 45 | 13.632 | 0 | 26.25 | 12.618 | 12.618
40 | SS-110/35/10kv Volokonovka | 25+25 | 20.0057 | 10.651 | 120 | 9.3547 | 0 | 26.25 | 16.8953 | 16.8953 |  | 40 | SS-110/35/10kv Volokonovka | 25+25 | 0 | 20.0057 | 10.651 | 120 | 9.3547 | 0 | 26.25 | 16.8953 | 16.8953
| Sн. MV, МVА | 25+25 | 11.2656 | 8.576 |  | 2.6896 | 0 | 26.25 | 23.5604 |  |  |  | Sн. MV, МVА | 25+25 | 0 | 11.2656 | 8.576 |  | 2.6896 | 0 | 26.25 | 23.5604
| Sн. LV, МVА | 25+25 | 8.745 | 2.075 |  | 6.67 | 0 | 26.25 | 19.58 |  |  |  | Sн. LV, МVА | 25+25 | 0 | 8.745 | 2.075 |  | 6.67 | 0 | 26.25 | 19.58
41 | SS-110/35/6kv Vostochnaya | 25+25 | 40.5908 | 25.07 | 120 | 15.5208 | 0 | 26.25 | 10.7292 | 6.2914 |  | 41 | SS-110/35/6kv Vostochnaya | 25+25 | 0.666 | 41.2568 | 25.07 | 120 | 16.1868 | 0 | 26.25 | 10.0632 | 5.6254
| Sн. MV, МVА | 25+25 | 16.9581 | 21.3 |  | -4.3419 | 0 | 26.25 | 30.5919 |  |  |  | Sн. MV, МVА | 25+25 | 0 | 16.9581 | 21.3 |  | -4.3419 | 0 | 26.25 | 30.5919
| Sн. LV, МVА | 25+25 | 23.7286 | 3.77 |  | 19.9586 | 0 | 26.25 | 6.2914 |  |  |  | Sн. LV, МVА | 25+25 | 0.666 | 24.3946 | 3.77 |  | 20.6246 | 0 | 26.25 | 5.6254
42 | SS-110/10/6kv Golofeevka | 25+25 | 2.5901 | 0 |  | 2.5901 | 0 | 26.25 | 23.6599 | 10.5349 |  | 42 | SS-110/10/6kv Golofeevka | 25+25 | 0 | 2.5901 | 0 |  | 2.5901 | 0 | 26.25 | 23.6599 | 10.5349
| Sн. MV, МVА | 12,5+12,5 | 0 | 0 |  | 0 | 0 | 13.125 | 13.125 |  |  |  | Sн. MV, МVА | 12,5+12,5 | 0 | 0 | 0 |  | 0 | 0 | 13.125 | 13.125
| Sн. LV, МVА | 12,5+12,5 | 2.5901 | 0 |  | 2.5901 | 0 | 13.125 | 10.5349 |  |  |  | Sн. LV, МVА | 12,5+12,5 | 0 | 2.5901 | 0 |  | 2.5901 | 0 | 13.125 | 10.5349
43 | SS-110/10kv Gotnya | 16+16 | 9.1311 | 6.43 | 120 | 2.7011 | 0 | 16.8 | 14.0989 | 14.0989 |  | 43 | SS-110/10kv Gotnya | 16+16 | 0.051 | 9.1821 | 6.43 | 120 | 2.7521 | 0 | 16.8 | 14.0479 | 14.0479
44 | SS-110/35/10kv Grayvoron | 16+16 | 14.2133 | 13.953 | 80 | 0.26034 | 0 | 16.8 | 16.5397 | 14.4501 |  | 44 | SS-110/35/10kv Grayvoron | 16+16 | 0 | 14.2133 | 13.953 | 80 | 0.26034 | 0 | 16.8 | 16.5397 | 14.4501
| Sн. MV, МVА | 16+16 | 8.8207 | 10.903 |  | -2.0823 | 0 | 16.8 | 18.8823 |  |  |  | Sн. MV, МVА | 16+16 | 0 | 8.8207 | 10.903 |  | -2.0823 | 0 | 16.8 | 18.8823
| Sн. LV, МVА | 16+16 | 5.3999 | 3.05 |  | 2.3499 | 0 | 16.8 | 14.4501 |  |  |  | Sн. LV, МVА | 16+16 | 0 | 5.3999 | 3.05 |  | 2.3499 | 0 | 16.8 | 14.4501
45 | SS-110/6kv Donets | 40+40 | 27.0989 | 6.73 | 120 | 20.3689 | 0 | 42 | 21.6311 | 21.6311 |  | 45 | SS-110/6kv Donets | 40+40 | 0 | 27.0989 | 6.73 | 120 | 20.3689 | 0 | 42 | 21.6311 | 21.6311
46 | SS-110/10kv Dubovoe | 40+40 | 24.2337 | 11.23 | 120 | 13.0037 | 0 | 42 | 28.9963 | 28.9963 |  | 46 | SS-110/10kv Dubovoe | 40+40 | 0.516 | 24.7497 | 11.23 | 120 | 13.5197 | 0 | 42 | 28.4803 | 28.4803
47 | SS-110/35/6kv Zhuravliki | 40+25 | 24.5698 | 12.4 | 120 | 12.1698 | 0 | 42 | 29.8302 | 29.8302 |  | 47 | SS-110/35/6kv Zhuravliki | 40+25 | 0 | 24.5698 | 12.4 | 120 | 12.1698 | 0 | 42 | 29.8302 | 29.8302
| Sн. MV, МVА | 40+25 | 17.6898 | 6.227 |  | 11.4628 | 0 | 42 | 30.5372 |  |  |  | Sн. MV, МVА | 40+25 | 0 | 17.6898 | 6.227 |  | 11.4628 | 0 | 42 | 30.5372
| Sн. LV, МVА | 40+25 | 6.9299 | 6.173 |  | 0.75686 | 0 | 42 | 41.2431 |  |  |  | Sн. LV, МVА | 40+25 | 0 | 6.9299 | 6.173 |  | 0.75686 | 0 | 42 | 41.2431
48 | SS-110/10kv Zapadnaya | 16+16 | 15.8063 | 1.249 | 80 | 14.5573 | 0 | 16.8 | 2.2427 | 2.2427 |  | 48 | SS-110/10kv Zapadnaya | 16+16 | 0.03 | 15.8363 | 1.249 | 80 | 14.5873 | 0 | 16.8 | 2.2127 | 2.2127
49 | SS-110/35/10kv Ivnya | 10+10 | 6.3777 | 6.16 | 80 | 0.21766 | 0 | 10.5 | 10.2823 | 10.2823 |  | 49 | SS-110/35/10kv Ivnya | 10+10 | 0 | 6.3777 | 6.16 | 80 | 0.21766 | 0 | 10.5 | 10.2823 | 10.2823
| Sн. MV, МVА | 10+10 | 2.4801 | 2.375 |  | 0.10508 | 0 | 10.5 | 10.3949 |  |  |  | Sн. MV, МVА | 10+10 | 0 | 2.4801 | 2.375 |  | 0.10508 | 0 | 10.5 | 10.3949
| Sн. LV, МVА | 10+10 | 3.9036 | 3.785 |  | 0.11862 | 0 | 10.5 | 10.3814 |  |  |  | Sн. LV, МVА | 10+10 | 0 | 3.9036 | 3.785 |  | 0.11862 | 0 | 10.5 | 10.3814
50 | SS-110/35/10kv K.Gvardiya | 16+16 | 17.6632 | 7.7116 | 120 | 9.9516 | 0 | 16.8 | 6.8484 | 6.8484 |  | 50 | SS-110/35/10kv K.Gvardiya | 16+16 | 0.036 | 17.6992 | 7.7116 | 120 | 9.9876 | 0 | 16.8 | 6.8124 | 6.8124
| Sн. MV, МVА | 16+16 | 9.8677 | 4.854 |  | 5.0137 | 0 | 16.8 | 11.7863 |  |  |  | Sн. MV, МVА | 16+16 | 0 | 9.8677 | 4.854 |  | 5.0137 | 0 | 16.8 | 11.7863
| Sн. LV, МVА | 16+16 | 7.8158 | 2.8576 |  | 4.9582 | 0 | 16.8 | 11.8418 |  |  |  | Sн. LV, МVА | 16+16 | 0.036 | 7.8518 | 2.8576 |  | 4.9942 | 0 | 16.8 | 11.8058
51 | SS-110/10/6kv Kazatskie Bugry | 25+25 | 13.1701 | 9.65 | 80 | 3.5201 | 0 | 26.25 | 22.7299 | 18.8414 |  | 51 | SS-110/10/6kv Kazatskie Bugry | 25+25 | 0 | 13.1701 | 9.65 | 80 | 3.5201 | 0 | 26.25 | 22.7299 | 18.8414
| Sн. MV, МVА | 25+25 | 1.7668 | 1.384 |  | 0.38281 | 0 | 26.25 | 25.8672 |  |  |  | Sн. MV, МVА | 25+25 | 0 | 1.7668 | 1.384 |  | 0.38281 | 0 | 26.25 | 25.8672
| Sн. LV, МVА | 25+25 | 11.4086 | 4 |  | 7.4086 | 0 | 26.25 | 18.8414 |  |  |  | Sн. LV, МVА | 25+25 | 0 | 11.4086 | 4 |  | 7.4086 | 0 | 26.25 | 18.8414
52 | SS-110/35/10kv Korocha | 16+16+16 | 22.0707 | 2.019 | 20 | 20.0517 | 0 | 21 | 0.94835 | 0.94835 |  | 52 | SS-110/35/10kv Korocha | 16+16+16 | 0.027 | 22.0977 | 2.019 | 20 | 20.0787 | 0 | 21 | 0.92135 | 0.92135
| Sн. MV, МVА | 16+16+16 | 8.5842 | 1.719 |  | 6.8652 | 0 | 21 | 14.1348 |  |  |  | Sн. MV, МVА | 16+16+16 | 0 | 8.5842 | 1.719 |  | 6.8652 | 0 | 21 | 14.1348
| Sн. LV, МVА | 16+16+16 | 13.493 | 0.3 |  | 13.193 | 0 | 21 | 7.807 |  |  |  | Sн. LV, МVА | 16+16+16 | 0.027 | 13.52 | 0.3 |  | 13.22 | 0 | 21 | 7.78
53 | SS-110/35/10kv Krasnaya Yaruga | 10+10 | 10.5221 | 9.158 | 120 | 1.3641 | 0 | 10.5 | 9.1359 | 9.1359 |  | 53 | SS-110/35/10kv Krasnaya Yaruga | 10+10 | 0 | 10.5221 | 9.158 | 120 | 1.3641 | 0 | 10.5 | 9.1359 | 9.1359
| Sн. MV, МVА | 10+10 | 4.6558 | 3.52 |  | 1.1358 | 0 | 10.5 | 9.3642 |  |  |  | Sн. MV, МVА | 10+10 | 0 | 4.6558 | 3.52 |  | 1.1358 | 0 | 10.5 | 9.3642
| Sн. LV, МVА | 10+10 | 5.8665 | 5.638 |  | 0.22854 | 0 | 10.5 | 10.2715 |  |  |  | Sн. LV, МVА | 10+10 | 0 | 5.8665 | 5.638 |  | 0.22854 | 0 | 10.5 | 10.2715
54 | SS-110/35/10kv Maximovka | 16+16 | 8.4783 | 11.48 | 45 | -3.0017 | 0 | 16.8 | 19.8017 | 17.792 |  | 54 | SS-110/35/10kv Maximovka | 16+16 | 0 | 8.4783 | 11.48 | 45 | -3.0017 | 0 | 16.8 | 19.8017 | 17.792
| Sн. MV, МVА | 16+16 | 7.4448 | 9.449 |  | -2.0042 | 0 | 16.8 | 18.8042 |  |  |  | Sн. MV, МVА | 16+16 | 0 | 7.4448 | 9.449 |  | -2.0042 | 0 | 16.8 | 18.8042
| Sн. LV, МVА | 16+16 | 1.039 | 2.031 |  | -0.99201 | 0 | 16.8 | 17.792 |  |  |  | Sн. LV, МVА | 16+16 | 0 | 1.039 | 2.031 |  | -0.99201 | 0 | 16.8 | 17.792
55 | SS-110/35/10kv N.Oskol | 25+31,5 | 22.8336 | 9.119 | 80 | 13.7146 | 0 | 26.25 | 12.5354 | 12.5354 |  | 55 | SS-110/35/10kv N.Oskol | 25+31,5 | 3.46 | 26.2936 | 9.119 | 80 | 17.1746 | 0 | 26.25 | 9.0754 | 9.0754
| Sн. MV, МVА | 25+31,5 | 8.2243 | 7.83 |  | 0.39428 | 0 | 26.25 | 25.8557 |  |  |  | Sн. MV, МVА | 25+31,5 | 0 | 8.2243 | 7.83 |  | 0.39428 | 0 | 26.25 | 25.8557
| Sн. LV, МVА | 25+31,5 | 14.6386 | 1.289 |  | 13.3496 | 0 | 26.25 | 12.9004 |  |  |  | Sн. LV, МVА | 25+31,5 | 3.46 | 18.0986 | 1.289 |  | 16.8096 | 0 | 26.25 | 9.4404
56 | SS-110/10kv Obukhovskaya | 25+25 | 2.3023 | 0 |  | 2.3023 | 0 | 26.25 | 23.9477 | 23.9477 |  | 56 | SS-110/10kv Obukhovskaya | 25+25 | 0 | 2.3023 | 0 |  | 2.3023 | 0 | 26.25 | 23.9477 | 23.9477
57 | SS-110/6kv Ochistnye | 16+16 | 5.7973 | 0 |  | 5.7973 | 0 | 16.8 | 11.0027 | 11.0027 |  | 57 | SS-110/6kv Ochistnye | 16+16 | 0 | 5.7973 | 0 |  | 5.7973 | 0 | 16.8 | 11.0027 | 11.0027
58 | SS-110/10kv Promyshlennaya | 25+25 | 17.1896 | 0 |  | 17.1896 | 0 | 26.25 | 9.0604 | 9.0604 |  | 58 | SS-110/10kv Promyshlennaya | 25+25 | 0 | 17.1896 | 0 |  | 17.1896 | 0 | 26.25 | 9.0604 | 9.0604
59 | SS-110/10kv Poultry plant | 16+16 | 11.4679 | 1.296 | 80 | 10.1719 | 0 | 16.8 | 6.6281 | 6.6281 |  | 59 | SS-110/10kv Poultry plant | 16+16 | 0 | 11.4679 | 1.296 | 80 | 10.1719 | 0 | 16.8 | 6.6281 | 6.6281
60 | SS-110/10kv Pushkarnaya | 40+40 | 34.8216 | 0 | 60 | 34.8216 | 0 | 42 | 7.1784 | 7.1784 |  | 60 | SS-110/10kv Pushkarnaya | 40+40 | 0.05 | 34.8716 | 0 | 60 | 34.8716 | 0 | 42 | 7.1284 | 7.1284
61 | SS-110/35/10kv Rakitnoe | 10+10 | 10.8994 | 8.98 | 120 | 1.9194 | 0 | 10.5 | 8.5806 | 7.7972 |  | 61 | SS-110/35/10kv Rakitnoe | 10+10 | 0.075 | 10.9744 | 8.98 | 120 | 1.9944 | 0 | 10.5 | 8.5056 | 7.7222
| Sн. MV, МVА | 10+10 | 5.8644 | 6.407 |  | -0.54263 | 0 | 10.5 | 11.0426 |  |  |  | Sн. MV, МVА | 10+10 | 0 | 5.8644 | 6.407 |  | -0.54263 | 0 | 10.5 | 11.0426
| Sн. LV, МVА | 10+10 | 5.2758 | 2.573 |  | 2.7028 | 0 | 10.5 | 7.7972 |  |  |  | Sн. LV, МVА | 10+10 | 0.075 | 5.3508 | 2.573 |  | 2.7778 | 0 | 10.5 | 7.7222
62 | SS-110/35/6kv Rudnik | 25+25 | 18.4553 | 10.46 | 45 | 7.9953 | 0 | 26.25 | 18.2547 | 18.2547 |  | 62 | SS-110/35/6kv Rudnik | 25+25 | 0 | 18.4553 | 10.46 | 45 | 7.9953 | 0 | 26.25 | 18.2547 | 18.2547
| Sн. MV, МVА | 25+25 | 11.547 | 10.46 |  | 1.087 | 0 | 26.25 | 25.163 |  |  |  | Sн. MV, МVА | 25+25 | 0 | 11.547 | 10.46 |  | 1.087 | 0 | 26.25 | 25.163
| Sн. LV, МVА | 25+25 | 6.9092 | 0 |  | 6.9092 | 0 | 26.25 | 19.3408 |  |  |  | Sн. LV, МVА | 25+25 | 0 | 6.9092 | 0 |  | 6.9092 | 0 | 26.25 | 19.3408
63 | SS-110/10kv Severnaya | 40+40 | 12.472 | 3.312 | 45 | 9.16 | 0 | 42 | 32.84 | 32.84 |  | 63 | SS-110/10kv Severnaya | 40+40 | 5.288 | 17.76 | 3.312 | 45 | 14.448 | 0 | 42 | 27.552 | 27.552
64 | SS-110/35/10kv Skorodnoe | 16+16 | 11.8632 | 10.36 | 120 | 1.5032 | 0 | 16.8 | 15.2968 | 15.2968 |  | 64 | SS-110/35/10kv Skorodnoe | 16+16 | 0 | 11.8632 | 10.36 | 120 | 1.5032 | 0 | 16.8 | 15.2968 | 15.2968
| Sн. MV, МVА | 16+16 | 7.7653 | 7.562 |  | 0.20331 | 0 | 16.8 | 16.5967 |  |  |  | Sн. MV, МVА | 16+16 | 0 | 7.7653 | 7.562 |  | 0.20331 | 0 | 16.8 | 16.5967
| Sн. LV, МVА | 16+16 | 4.0979 | 2.798 |  | 1.2999 | 0 | 16.8 | 15.5001 |  |  |  | Sн. LV, МVА | 16+16 | 0 | 4.0979 | 2.798 |  | 1.2999 | 0 | 16.8 | 15.5001
65 | SS-110/35/6kv St.Oskol - 1 | 20+25+25 | 29.0135 | 0 |  | 29.0135 | 0 | 47.25 | 18.2365 | 18.2365 |  | 65 | SS-110/35/6kv St.Oskol - 1 | 20+25+25 | 2.41 | 31.4235 | 0 |  | 31.4235 | 0 | 47.25 | 15.8265 | 15.8265
| Sн. MV, МVА | 20+25+25 | 5.7778 | 0 |  | 5.7778 | 0 | 47.25 | 41.4722 |  |  |  | Sн. MV, МVА | 20+25+25 | 0 | 5.7778 | 0 |  | 5.7778 | 0 | 47.25 | 41.4722
| Sн. LV, МVА | 20+25+25 | 23.244 | 0 |  | 23.244 | 0 | 47.25 | 24.006 |  |  |  | Sн. LV, МVА | 20+25+25 | 2.41 | 25.654 | 0 |  | 25.654 | 0 | 47.25 | 21.596
66 | SS-110/35/10kv Streletskaya | 16+16 | 6.3052 | 2.23 | 80 | 4.0752 | 0 | 16.8 | 12.7248 | 4.3575 |  | 66 | SS-110/35/10kv Streletskaya | 16+16 | 0 | 6.3052 | 2.23 | 80 | 4.0752 | 0 | 16.8 | 12.7248 | 4.3575
| Sн. MV, МVА | 16+8 | 0.095258 | 0 |  | 0.095258 | 0 | 8.4 | 8.3047 |  |  |  | Sн. MV, МVА | 16+8 | 0 | 0.095258 | 0 |  | 0.095258 | 0 | 8.4 | 8.3047
| Sн. LV, МVА | 16+8 | 6.2725 | 2.23 |  | 4.0425 | 0 | 8.4 | 4.3575 |  |  |  | Sн. LV, МVА | 16+8 | 0 | 6.2725 | 2.23 |  | 4.0425 | 0 | 8.4 | 4.3575
67 | SS-110/6kv Stroitel | 15+15 | 15.7494 | 0 |  | 15.7494 | 0 | 15.75 | 0.00057861 | 0.00057861 |  | 67 | SS-110/6kv Stroitel | 15+15 | 0.253 | 16.0024 | 0 |  | 16.0024 | 0 | 15.75 | -0.25242 | -0.25242
68 | SS-110/35/10kv Tomarovka | 16+16 | 13.2515 | 3.46 | 45 | 9.7915 | 0 | 16.8 | 7.0085 | 7.0085 |  | 68 | SS-110/35/10kv Tomarovka | 16+16 | 0 | 13.2515 | 3.46 | 45 | 9.7915 | 0 | 16.8 | 7.0085 | 7.0085
| Sн. MV, МVА | 16+16 | 4.8655 | 3.46 |  | 1.4055 | 0 | 16.8 | 15.3945 |  |  |  | Sн. MV, МVА | 16+16 | 0 | 4.8655 | 3.46 |  | 1.4055 | 0 | 16.8 | 15.3945
| Sн. LV, МVА | 16+16 | 8.3861 | 0 |  | 8.3861 | 0 | 16.8 | 8.4139 |  |  |  | Sн. LV, МVА | 16+16 | 0 | 8.3861 | 0 |  | 8.3861 | 0 | 16.8 | 8.4139
69 | SS-110/6kv Chemical plant | 32+32 | 9.1956 | 5.56 | 45 | 3.6356 | 0 | 33.6 | 29.9644 | 29.9644 |  | 69 | SS-110/6kv Chemical plant | 32+32 | 0 | 9.1956 | 5.56 | 45 | 3.6356 | 0 | 33.6 | 29.9644 | 29.9644
70 | SS-110/10kv Tsentralnaya | 40+40 | 31.688 | 0 |  | 31.688 | 0 | 42 | 10.312 | 10.312 |  | 70 | SS-110/10kv Tsentralnaya | 40+40 | 0 | 31.688 | 0 |  | 31.688 | 0 | 42 | 10.312 | 10.312
71 | SS-110/35/10kv Cheremoshnoe | 25+25 | 24.7201 | 20.54 | 80 | 4.1801 | 0 | 26.25 | 22.0699 | 22.0699 |  | 71 | SS-110/35/10kv Cheremoshnoe | 25+25 | 0 | 24.7201 | 20.54 | 80 | 4.1801 | 0 | 26.25 | 22.0699 | 22.0699
| Sн. MV, МVА | 25+25 | 22.9155 | 19.676 |  | 3.2395 | 0 | 26.25 | 23.0105 |  |  |  | Sн. MV, МVА | 25+25 | 0 | 22.9155 | 19.676 |  | 3.2395 | 0 | 26.25 | 23.0105
| Sн. LV, МVА | 25+25 | 1.8186 | 0 |  | 1.8186 | 0 | 26.25 | 24.4314 |  |  |  | Sн. LV, МVА | 25+25 | 0 | 1.8186 | 0 |  | 1.8186 | 0 | 26.25 | 24.4314
72 | SS-110/35/10kv Chernyanka | 16+16 | 17.4075 | 5.969 | 120 | 11.4385 | 0 | 16.8 | 5.3615 | 5.3615 |  | 72 | SS-110/35/10kv Chernyanka | 16+16 | 0.09 | 17.4975 | 5.969 | 120 | 11.5285 | 0 | 16.8 | 5.2715 | 5.2715
| Sн. MV, МVА | 16+16 | 8.0612 | 5.969 |  | 2.0922 | 0 | 16.8 | 14.7078 |  |  |  | Sн. MV, МVА | 16+16 | 0 | 8.0612 | 5.969 |  | 2.0922 | 0 | 16.8 | 14.7078
| Sн. LV, МVА | 16+16 | 9.3617 | 0 |  | 9.3617 | 0 | 16.8 | 7.4383 |  |  |  | Sн. LV, МVА | 16+16 | 0.09 | 9.4517 | 0 |  | 9.4517 | 0 | 16.8 | 7.3483
73 | SS-110/35/6kv Shebekino | 40+40 | 30.1123 | 16.65 | 120 | 13.4623 | 0 | 42 | 28.5377 | 28.5377 |  | 73 | SS-110/35/6kv Shebekino | 40+40 | 0.446 | 30.5583 | 16.65 | 120 | 13.9083 | 0 | 42 | 28.0917 | 28.0917
| Sн. MV, МVА | 40+40 | 17.4343 | 11.682 |  | 5.7523 | 0 | 42 | 36.2477 |  |  |  | Sн. MV, МVА | 40+40 | 0 | 17.4343 | 11.682 |  | 5.7523 | 0 | 42 | 36.2477
| Sн. LV, МVА | 40+40 | 12.7124 | 4.968 |  | 7.7444 | 0 | 42 | 34.2556 |  |  |  | Sн. LV, МVА | 40+40 | 0.446 | 13.1584 | 4.968 |  | 8.1904 | 0 | 42 | 33.8096
74 | SS-110/10kv Sheino | 3,2+10 | 2.5257 | 0 |  | 2.5257 | 0 | 3.36 | 0.83428 | 0.83428 |  | 74 | SS-110/10kv Sheino | 3,2+10 | 0.179 | 2.7047 | 0 |  | 2.7047 | 0 | 3.36 | 0.65528 | 0.65528
75 | SS-110/10/6kv Yuzhnaya | 40+40 | 46.0429 | 12.94 | 120 | 33.1029 | 0 | 42 | 8.8971 | 8.8971 |  | 75 | SS-110/10/6kv Yuzhnaya | 40+40 | 1.474 | 47.5169 | 12.94 | 120 | 34.5769 | 0 | 42 | 7.4231 | 7.4231
| Sн. MV, МVА | 40+40 | 7.2367 | 3.42 |  | 3.8167 | 0 | 42 | 38.1833 |  |  |  | Sн. MV, МVА | 40+40 | 0 | 7.2367 | 3.42 |  | 3.8167 | 0 | 42 | 38.1833
| Sн. LV, МVА | 40+40 | 38.8256 | 9.52 |  | 29.3056 | 0 | 42 | 12.6944 |  |  |  | Sн. LV, МVА | 40+40 | 1.474 | 40.2996 | 9.52 |  | 30.7796 | 0 | 42 | 11.2204
76 | SS-35/10kv Aleynikovo | 2,5+2,5 | 0.83637 | 0.43267 | 120 | 0.40371 | 0 | 2.625 | 2.2213 | 2.2213 |  | 76 | SS-35/10kv Aleynikovo | 2,5+2,5 | 0 | 0.83637 | 0.43267 | 120 | 0.40371 | 0 | 2.625 | 2.2213 | 2.2213
77 | SS-35/10kv Alexeevka (yak.) | 2,5+2,5 | 0.96932 | 0.46639 | 120 | 0.50293 | 0 | 2.625 | 2.1221 | 2.1221 |  | 77 | SS-35/10kv Alexeevka (yak.) | 2,5+2,5 | 1.29 | 2.2593 | 0.46639 | 120 | 1.7929 | 0 | 2.625 | 0.83207 | 0.83207
78 | SS-35/10kv Alexeevka (kor.) | 4+4 | 0.92614 | 0 |  | 0.92614 | 0 | 4.2 | 3.2739 | 3.2739 |  | 78 | SS-35/10kv Alexeevka (kor.) | 4+4 | 0.03 | 0.95614 | 0 |  | 0.95614 | 0 | 4.2 | 3.2439 | 3.2439
79 | SS-35/10kv Annovka | 2,5+2,5 | 1.078 | 0.44652 | 80 | 0.63151 | 0 | 2.625 | 1.9935 | 1.9935 |  | 79 | SS-35/10kv Annovka | 2,5+2,5 | 0 | 1.078 | 0.44652 | 80 | 0.63151 | 0 | 2.625 | 1.9935 | 1.9935
80 | SS-35/10kv Artelnoe | 6,3+6,3 | 4.1776 | 0.55 | 45 | 3.6276 | 0 | 6.615 | 2.9874 | 2.9874 |  | 80 | SS-35/10kv Artelnoe | 6,3+6,3 | 0 | 4.1776 | 0.55 | 45 | 3.6276 | 0 | 6.615 | 2.9874 | 2.9874
81 | SS-35/10kv B.Dvory | 4+4 | 2.7855 | 1.191 | 120 | 1.5945 | 0 | 4.2 | 2.6055 | 2.6055 |  | 81 | SS-35/10kv B.Dvory | 4+4 | 0 | 2.7855 | 1.191 | 120 | 1.5945 | 0 | 4.2 | 2.6055 | 2.6055
82 | SS-35/10kv B.Ivanovka | 4+4 | 1.2211 | 0.62488 | 80 | 0.59627 | 0 | 4.2 | 3.6037 | 3.6037 |  | 82 | SS-35/10kv B.Ivanovka | 4+4 | 0 | 1.2211 | 0.62488 | 80 | 0.59627 | 0 | 4.2 | 3.6037 | 3.6037
83 | SS-35/10kv B.Kolodez | 2,5+2,5 | 1.1142 | 0.44779 | 45 | 0.6664 | 0 | 2.625 | 1.9586 | 1.9586 |  | 83 | SS-35/10kv B.Kolodez | 2,5+2,5 | 0 | 1.1142 | 0.44779 | 45 | 0.6664 | 0 | 2.625 | 1.9586 | 1.9586
84 | SS-35/10kv B.Ples | 2,5+2,5 | 0.90517 | 0.606 | 45 | 0.29917 | 0 | 2.625 | 2.3258 | 2.3258 |  | 84 | SS-35/10kv B.Ples | 2,5+2,5 | 0 | 0.90517 | 0.606 | 45 | 0.29917 | 0 | 2.625 | 2.3258 | 2.3258
85 | SS-35/10kv B.Troitsa | 6,3+6,3 | 3.7722 | 2.83 | 45 | 0.94224 | 0 | 6.615 | 5.6728 | 5.6728 |  | 85 | SS-35/10kv B.Troitsa | 6,3+6,3 | 0.04 | 3.8122 | 2.83 | 45 | 0.98224 | 0 | 6.615 | 5.6328 | 5.6328
86 | SS-35/10kv Belovskoe | 4+4 | 3.9454 | 1.21 | 80 | 2.7354 | 0 | 4.2 | 1.4646 | 1.4646 |  | 86 | SS-35/10kv Belovskoe | 4+4 | 0 | 3.9454 | 1.21 | 80 | 2.7354 | 0 | 4.2 | 1.4646 | 1.4646
87 | SS-35/10kv Belyanka | 2,5+4 | 2.0948 | 1.3214 | 45 | 0.77338 | 0 | 2.625 | 1.8516 | 1.8516 |  | 87 | SS-35/10kv Belyanka | 2,5+4 | 0 | 2.0948 | 1.3214 | 45 | 0.77338 | 0 | 2.625 | 1.8516 | 1.8516
88 | SS-35/10kv Bessonovka | 6,3+6,3 | 7.0831 | 0.918 | 120 | 6.1651 | 0 | 6.615 | 0.44991 | 0.44991 |  | 88 | SS-35/10kv Bessonovka | 6,3+6,3 | 0 | 7.0831 | 0.918 | 120 | 6.1651 | 0 | 6.615 | 0.44991 | 0.44991
89 | SS-35/10kv B.Lubyanki | 2,5+1,6 | 1.2628 | 0.522 | 45 | 0.74081 | 0 | 1.68 | 0.93919 | 0.93919 |  | 89 | SS-35/10kv B.Lubyanki | 2,5+1,6 | 0 | 1.2628 | 0.522 | 45 | 0.74081 | 0 | 1.68 | 0.93919 | 0.93919
90 | SS-35/10kv V.Mikhailovka | 4+4 | 2.8128 | 1.45 | 80 | 1.3628 | 0 | 4.2 | 2.8372 | 2.8372 |  | 90 | SS-35/10kv V.Mikhailovka | 4+4 | 0 | 2.8128 | 1.45 | 80 | 1.3628 | 0 | 4.2 | 2.8372 | 2.8372
91 | SS-35/10kv Varvarovka | 2,5+2,5 | 2.0062 | 1.0795 | 120 | 0.92663 | 0 | 2.625 | 1.6984 | 1.6984 |  | 91 | SS-35/10kv Varvarovka | 2,5+2,5 | 0 | 2.0062 | 1.0795 | 120 | 0.92663 | 0 | 2.625 | 1.6984 | 1.6984
92 | SS-35/10kv Vengerovka | 2,5+2,5 | 1.1046 | 0.4 | 120 | 0.70459 | 0 | 2.625 | 1.9204 | 1.9204 |  | 92 | SS-35/10kv Vengerovka | 2,5+2,5 | 0 | 1.1046 | 0.4 | 120 | 0.70459 | 0 | 2.625 | 1.9204 | 1.9204
93 | SS-35/10kv Verkhopenye | 2,5+4 | 1.5831 | 1.0177 | 45 | 0.56548 | 0 | 2.625 | 2.0595 | 2.0595 |  | 93 | SS-35/10kv Verkhopenye | 2,5+4 | 0 | 1.5831 | 1.0177 | 45 | 0.56548 | 0 | 2.625 | 2.0595 | 2.0595
94 | SS-35/10kv Viktoropol | 2,5+4 | 1.4041 | 0.95536 | 120 | 0.44875 | 0 | 2.625 | 2.1762 | 2.1762 |  | 94 | SS-35/10kv Viktoropol | 2,5+4 | 0 | 1.4041 | 0.95536 | 120 | 0.44875 | 0 | 2.625 | 2.1762 | 2.1762
95 | SS-35/10kv Vislaya Dubrava | 4+4 | 2.723 | 0.616 | 80 | 2.107 | 0 | 4.2 | 2.093 | 2.093 |  | 95 | SS-35/10kv Vislaya Dubrava | 4+4 | 0 | 2.723 | 0.616 | 80 | 2.107 | 0 | 4.2 | 2.093 | 2.093
96 | SS-35/10kv Vladimirovka | 4+4 | 0.75426 | 0 |  | 0.75426 | 0 | 4.2 | 3.4457 | 3.4457 |  | 96 | SS-35/10kv Vladimirovka | 4+4 | 0 | 0.75426 | 0 |  | 0.75426 | 0 | 4.2 | 3.4457 | 3.4457
97 | SS-35/10kv Water storage | 4+6,3 | 2.1769 | 0.305 | 45 | 1.8719 | 0 | 4.2 | 2.3281 | 2.3281 |  | 97 | SS-35/10kv Water storage | 4+6,3 | 0 | 2.1769 | 0.305 | 45 | 1.8719 | 0 | 4.2 | 2.3281 | 2.3281
98 | SS-35/6kv Vostochnaya | 6,3+6,3 | 4.5629 | 1.43 | 120 | 3.1329 | 0 | 6.615 | 3.4821 | 3.4821 |  | 98 | SS-35/6kv Vostochnaya | 6,3+6,3 | 0 | 4.5629 | 1.43 | 120 | 3.1329 | 0 | 6.615 | 3.4821 | 3.4821
99 | SS-35/10kv Vsesvyatka | 2,5+2,5 | 2.0757 | 0.99513 | 120 | 1.0806 | 0 | 2.625 | 1.5444 | 1.5444 |  | 99 | SS-35/10kv Vsesvyatka | 2,5+2,5 | 0 | 2.0757 | 0.99513 | 120 | 1.0806 | 0 | 2.625 | 1.5444 | 1.5444
100 | SS-35/10kv Glinnoe | 6,3+6,3 | 2.9111 | 1.4036 | 80 | 1.5075 | 0 | 6.615 | 5.1075 | 5.1075 |  | 100 | SS-35/10kv Glinnoe | 6,3+6,3 | 0 | 2.9111 | 1.4036 | 80 | 1.5075 | 0 | 6.615 | 5.1075 | 5.1075
101 | SS-35/10kv Golovchino | 2,5+2,5 | 2.8666 | 0.617 | 45 | 2.2496 | 0 | 2.625 | 0.37541 | 0.37541 |  | 101 | SS-35/10kv Golovchino | 2,5+2,5 | 0 | 2.8666 | 0.617 | 45 | 2.2496 | 0 | 2.625 | 0.37541 | 0.37541
102 | SS-35/10kv Gora-Podol | 2,5+4 | 1.5901 | 0.9085 | 45 | 0.68155 | 0 | 2.625 | 1.9434 | 1.9434 |  | 102 | SS-35/10kv Gora-Podol | 2,5+4 | 0 | 1.5901 | 0.9085 | 45 | 0.68155 | 0 | 2.625 | 1.9434 | 1.9434
103 | SS-35/10kv Gorodishche | 4+4 | 3.6064 | 0 |  | 3.6064 | 0 | 4.2 | 0.59364 | 0.59364 |  | 103 | SS-35/10kv Gorodishche | 4+4 | 0.012 | 3.6184 | 0 |  | 3.6184 | 0 | 4.2 | 0.58164 | 0.58164
104 | SS-35/10kv Dmitrievka | 4+4 | 1.311 | 0.78237 | 80 | 0.52865 | 0 | 4.2 | 3.6713 | 3.6713 |  | 104 | SS-35/10kv Dmitrievka | 4+4 | 0 | 1.311 | 0.78237 | 80 | 0.52865 | 0 | 4.2 | 3.6713 | 3.6713
105 | SS-35/10kv Dorogoshch | 4+4 | 2.7633 | 1.054 | 45 | 1.7093 | 0 | 4.2 | 2.4907 | 2.4907 |  | 105 | SS-35/10kv Dorogoshch | 4+4 | 0 | 2.7633 | 1.054 | 45 | 1.7093 | 0 | 4.2 | 2.4907 | 2.4907
106 | SS-35/10kv Dragunka | 2,5+2,5 | 0.97757 | 0.62999 | 80 | 0.34758 | 0 | 2.625 | 2.2774 | 2.2774 |  | 106 | SS-35/10kv Dragunka | 2,5+2,5 | 0.86 | 1.8376 | 0.62999 | 80 | 1.2076 | 0 | 2.625 | 1.4174 | 1.4174
107 | SS-35/10kv Zhuravlevka | 2,5+4 | 1.2616 | 0.274 | 80 | 0.98757 | 0 | 2.625 | 1.6374 | 1.6374 |  | 107 | SS-35/10kv Zhuravlevka | 2,5+4 | 0 | 1.2616 | 0.274 | 80 | 0.98757 | 0 | 2.625 | 1.6374 | 1.6374
108 | SS-35/6kv Zhuravliki | 10+10 | 7.7571 | 4.051 | 120 | 3.7061 | 0 | 10.5 | 6.7939 | 6.7939 |  | 108 | SS-35/6kv Zhuravliki | 10+10 | 0.0408 | 7.7979 | 4.051 | 120 | 3.7469 | 0 | 10.5 | 6.7531 | 6.7531
109 | SS-35/10kv Zavidovka | 2,5+2,5 | 0.6684 | 0.42 | 80 | 0.2484 | 0 | 2.625 | 2.3766 | 2.3766 |  | 109 | SS-35/10kv Zavidovka | 2,5+2,5 | 0.75 | 1.4184 | 0.42 | 80 | 0.9984 | 0 | 2.625 | 1.6266 | 1.6266
110 | SS-35/6kv Zapadnaya | 10+10+10 | 7.3633 | 1.707 | 120 | 5.6563 | 0 | 21 | 15.3437 | 15.3437 |  | 110 | SS-35/6kv Zapadnaya | 10+10+10 | 0 | 7.3633 | 1.707 | 120 | 5.6563 | 0 | 21 | 15.3437 | 15.3437
111 | SS-35/10kv Zozuli | 6,3+6,3 | 6.5214 | 3.88 | 80 | 2.6414 | 0 | 6.615 | 3.9736 | 3.9736 |  | 111 | SS-35/10kv Zozuli | 6,3+6,3 | 0 | 6.5214 | 3.88 | 80 | 2.6414 | 0 | 6.615 | 3.9736 | 3.9736
112 | SS-35/10kv Ivitsa | 2,5+2,5 | 1.2548 | 0.58603 | 80 | 0.66877 | 0 | 2.625 | 1.9562 | 1.9562 |  | 112 | SS-35/10kv Ivitsa | 2,5+2,5 | 0 | 1.2548 | 0.58603 | 80 | 0.66877 | 0 | 2.625 | 1.9562 | 1.9562
113 | SS-35/10kv Ilovka | 4+4 | 3.0109 | 2.056 | 45 | 0.95491 | 0 | 4.2 | 3.2451 | 3.2451 |  | 113 | SS-35/10kv Ilovka | 4+4 | 0 | 3.0109 | 2.056 | 45 | 0.95491 | 0 | 4.2 | 3.2451 | 3.2451
114 | SS-35/10kv Istobnoe | 4+2,5 | 1.3775 | 0.93935 | 120 | 0.43818 | 0 | 2.625 | 2.1868 | 2.1868 |  | 114 | SS-35/10kv Istobnoe | 4+2,5 | 0 | 1.3775 | 0.93935 | 120 | 0.43818 | 0 | 2.625 | 2.1868 | 2.1868
115 | SS-35/10kv Kazatskaya | 2,5+4 | 1.6735 | 0.87141 | 45 | 0.80207 | 0 | 2.625 | 1.8229 | 1.8229 |  | 115 | SS-35/10kv Kazatskaya | 2,5+4 | 0 | 1.6735 | 0.87141 | 45 | 0.80207 | 0 | 2.625 | 1.8229 | 1.8229
116 | SS-35/10kv Kazinka | 4+4 | 2.5039 | 0.736 | 120 | 1.7679 | 0 | 4.2 | 2.4321 | 2.4321 |  | 116 | SS-35/10kv Kazinka | 4+4 | 0 | 2.5039 | 0.736 | 120 | 1.7679 | 0 | 4.2 | 2.4321 | 2.4321
117 | SS-35/10kv Kamyshevatoe | 2,5+2,5 | 1.1005 | 0.712 | 120 | 0.38855 | 0 | 2.625 | 2.2365 | 2.2365 |  | 117 | SS-35/10kv Kamyshevatoe | 2,5+2,5 | 0 | 1.1005 | 0.712 | 120 | 0.38855 | 0 | 2.625 | 2.2365 | 2.2365
118 | SS-35/10kv Kirovskaya | 6,3+6,3 | 3.4884 | 0.7035 | 120 | 2.7849 | 0 | 6.615 | 3.8301 | 3.8301 |  | 118 | SS-35/10kv Kirovskaya | 6,3+6,3 | 0 | 3.4884 | 0.7035 | 120 | 2.7849 | 0 | 6.615 | 3.8301 | 3.8301
119 | SS-35/10kv Kotovo | 2,5+2,5 | 2.7802 | 1.648 | 20 | 1.1322 | 0 | 2.625 | 1.4928 | 1.4928 |  | 119 | SS-35/10kv Kotovo | 2,5+2,5 | 0 | 2.7802 | 1.648 | 20 | 1.1322 | 0 | 2.625 | 1.4928 | 1.4928
120 | SS-35/10kv Kochetovka | 2,5+4 | 0.90697 | 0.6286 | 45 | 0.27838 | 0 | 2.625 | 2.3466 | 2.3466 |  | 120 | SS-35/10kv Kochetovka | 2,5+4 | 0 | 0.90697 | 0.6286 | 45 | 0.27838 | 0 | 2.625 | 2.3466 | 2.3466
121 | SS-35/10kv Krasnoe | 4+2,5 | 1.2051 | 1.1395 | 80 | 0.065535 | 0 | 2.625 | 2.5595 | 2.5595 |  | 121 | SS-35/10kv Krasnoe | 4+2,5 | 0 | 1.2051 | 1.1395 | 80 | 0.065535 | 0 | 2.625 | 2.5595 | 2.5595
122 | SS-35/10kv Kretovo | 4+2,5 | 1.208 | 0.67818 | 120 | 0.52983 | 0 | 2.625 | 2.0952 | 2.0952 |  | 122 | SS-35/10kv Kretovo | 4+2,5 | 0 | 1.208 | 0.67818 | 120 | 0.52983 | 0 | 2.625 | 2.0952 | 2.0952
123 | SS-35/10kv Kurasovka | 4+4 | 3.0338 | 1.797 | 80 | 1.2368 | 0 | 4.2 | 2.9632 | 2.9632 |  | 123 | SS-35/10kv Kurasovka | 4+4 | 0 | 3.0338 | 1.797 | 80 | 1.2368 | 0 | 4.2 | 2.9632 | 2.9632
124 | SS-35/6kv Lebedi | 4+5,6 | 4.6312 | 0.581 | 120 | 4.0502 | 0 | 4.2 | 0.14984 | 0.14984 |  | 124 | SS-35/6kv Lebedi | 4+5,6 | 0 | 4.6312 | 0.581 | 120 | 4.0502 | 0 | 4.2 | 0.14984 | 0.14984
125 | SS-35/6kv Ledovaya | 4+4 | 2.8986 | 1.321 | 80 | 1.5776 | 0 | 4.2 | 2.6224 | 2.6224 |  | 125 | SS-35/6kv Ledovaya | 4+4 | 0 | 2.8986 | 1.321 | 80 | 1.5776 | 0 | 4.2 | 2.6224 | 2.6224
126 | SS-35/10kv Livenka | 4+4 | 4.1083 | 1.541 | 120 | 2.5673 | 0 | 4.2 | 1.6327 | 1.6327 |  | 126 | SS-35/10kv Livenka | 4+4 | 0 | 4.1083 | 1.541 | 120 | 2.5673 | 0 | 4.2 | 1.6327 | 1.6327
127 | SS-35/10kv Lubyanoe | 2,5+2,5 | 0.89358 | 0.66672 | 80 | 0.22686 | 0 | 2.625 | 2.3981 | 2.3981 |  | 127 | SS-35/10kv Lubyanoe | 2,5+2,5 | 0 | 0.89358 | 0.66672 | 80 | 0.22686 | 0 | 2.625 | 2.3981 | 2.3981
128 | SS-35/10kv M.Pristan | 6,3+6,3 | 6.8794 | 1.81 | 45 | 5.0694 | 0 | 6.615 | 1.5456 | 1.5456 |  | 128 | SS-35/10kv M.Pristan | 6,3+6,3 | 0.06 | 6.9394 | 1.81 | 45 | 5.1294 | 0 | 6.615 | 1.4856 | 1.4856
129 | SS-35/10kv М.Troitsa | 2,5+2,5 | 0.67679 | 0.60716 | 80 | 0.069632 | 0 | 2.625 | 2.5554 | 2.5554 |  | 129 | SS-35/10kv М.Troitsa | 2,5+2,5 | 0.01 | 0.68679 | 0.60716 | 80 | 0.079632 | 0 | 2.625 | 2.5454 | 2.5454
130 | SS-35/10kv Malinovka | 10+10 | 6.9276 | 1.357 | 120 | 5.5706 | 0 | 10.5 | 4.9294 | 4.9294 |  | 130 | SS-35/10kv Malinovka | 10+10 | 1.233 | 8.1606 | 1.357 | 120 | 6.8036 | 0 | 10.5 | 3.6964 | 3.6964
131 | SS-35/10kv Mandrovo | 2,5+2,5 | 1.5511 | 0.65565 | 80 | 0.89548 | 0 | 2.625 | 1.7295 | 1.7295 |  | 131 | SS-35/10kv Mandrovo | 2,5+2,5 | 0 | 1.5511 | 0.65565 | 80 | 0.89548 | 0 | 2.625 | 1.7295 | 1.7295
132 | SS-35/10kv Mukhouderovka | 2,5+2,5 | 1.4544 | 0.643 | 80 | 0.81135 | 0 | 2.625 | 1.8136 | 1.8136 |  | 132 | SS-35/10kv Mukhouderovka | 2,5+2,5 | 0 | 1.4544 | 0.643 | 80 | 0.81135 | 0 | 2.625 | 1.8136 | 1.8136
133 | SS-35/10kv N.Alexandrovka | 2,5+2,5 | 1.2266 | 0.59315 | 120 | 0.63346 | 0 | 2.625 | 1.9915 | 1.9915 |  | 133 | SS-35/10kv N.Alexandrovka | 2,5+2,5 | 0 | 1.2266 | 0.59315 | 120 | 0.63346 | 0 | 2.625 | 1.9915 | 1.9915
134 | SS-35/10kv N.Derevnya | 6,3+6,3 | 6.1931 | 2.78 | 120 | 3.4131 | 0 | 6.615 | 3.2019 | 3.2019 |  | 134 | SS-35/10kv N.Derevnya | 6,3+6,3 | 0.274 | 6.4671 | 2.78 | 120 | 3.6871 | 0 | 6.615 | 2.9279 | 2.9279
135 | SS-35/10kv N.Tavolzhanka | 6,3+6,3 | 3.4816 | 0.842 | 45 | 2.6396 | 0 | 6.615 | 3.9754 | 3.9754 |  | 135 | SS-35/10kv N.Tavolzhanka | 6,3+6,3 | 0 | 3.4816 | 0.842 | 45 | 2.6396 | 0 | 6.615 | 3.9754 | 3.9754
136 | SS-35/10kv N.Ukolovo | 4+2,5 | 1.7803 | 0.57 | 80 | 1.2103 | 0 | 2.625 | 1.4147 | 1.4147 |  | 136 | SS-35/10kv N.Ukolovo | 4+2,5 | 0 | 1.7803 | 0.57 | 80 | 1.2103 | 0 | 2.625 | 1.4147 | 1.4147
137 | SS-35/10kv N.Khutornoe | 2,5+4 | 0.3265 | 0.19 | 80 | 0.1365 | 0 | 2.625 | 2.4885 | 2.4885 |  | 137 | SS-35/10kv N.Khutornoe | 2,5+4 | 0 | 0.3265 | 0.19 | 80 | 0.1365 | 0 | 2.625 | 2.4885 | 2.4885
138 | SS-35/10kv Neminushchee | 4+2,5 | 1.6344 | 0.65147 | 80 | 0.98288 | 0 | 2.625 | 1.6421 | 1.6421 |  | 138 | SS-35/10kv Neminushchee | 4+2,5 | 0 | 1.6344 | 0.65147 | 80 | 0.98288 | 0 | 2.625 | 1.6421 | 1.6421
139 | SS-35/10kv Nechaevka | 4+4 | 1.3846 | 0.451 | 120 | 0.93365 | 0 | 4.2 | 3.2664 | 3.2664 |  | 139 | SS-35/10kv Nechaevka | 4+4 | 0 | 1.3846 | 0.451 | 120 | 0.93365 | 0 | 4.2 | 3.2664 | 3.2664
140 | SS-35/10kv Nikitovka | 2,5+2,5 | 2.0293 | 1.4354 | 80 | 0.59387 | 0 | 2.625 | 2.0311 | 2.0311 |  | 140 | SS-35/10kv Nikitovka | 2,5+2,5 | 0 | 2.0293 | 1.4354 | 80 | 0.59387 | 0 | 2.625 | 2.0311 | 2.0311
141 | SS-35/10kv Novenkoe | 4+4 | 2.4166 | 1.7332 | 80 | 0.68339 | 0 | 4.2 | 3.5166 | 3.5166 |  | 141 | SS-35/10kv Novenkoe | 4+4 | 0 | 2.4166 | 1.7332 | 80 | 0.68339 | 0 | 4.2 | 3.5166 | 3.5166
142 | SS-35/10kv Oktyabrskaya | 6,3+6,3 | 7.4327 | 0.872 | 80 | 6.5607 | 0 | 6.615 | 0.054298 | 0.054298 |  | 142 | SS-35/10kv Oktyabrskaya | 6,3+6,3 | 0.088 | 7.5207 | 0.872 | 80 | 6.6487 | 0 | 6.615 | -0.033702 | -0.033702
143 | SS-35/10kv Orlik | 4+4 | 2.3038 | 0.553 | 80 | 1.7508 | 0 | 4.2 | 2.4492 | 2.4492 |  | 143 | SS-35/10kv Orlik | 4+4 | 0 | 2.3038 | 0.553 | 80 | 1.7508 | 0 | 4.2 | 2.4492 | 2.4492
144 | SS-35/10kv Podolkhi | 2,5+2,5 | 1.666 | 1.1225 | 45 | 0.54355 | 0 | 2.625 | 2.0815 | 2.0815 |  | 144 | SS-35/10kv Podolkhi | 2,5+2,5 | 0 | 1.666 | 1.1225 | 45 | 0.54355 | 0 | 2.625 | 2.0815 | 2.0815
145 | SS-35/10kv Popovka | 6,3+4 | 1.2672 | 0.64636 | 80 | 0.62088 | 0 | 4.2 | 3.5791 | 3.5791 |  | 145 | SS-35/10kv Popovka | 6,3+4 | 0 | 1.2672 | 0.64636 | 80 | 0.62088 | 0 | 4.2 | 3.5791 | 3.5791
146 | SS-35/10kv Prelestnoe | 4+4 | 2.3984 | 0 |  | 2.3984 | 0 | 4.2 | 1.8016 | 1.8016 |  | 146 | SS-35/10kv Prelestnoe | 4+4 | 0.4 | 2.7984 | 0 |  | 2.7984 | 0 | 4.2 | 1.4016 | 1.4016
147 | SS-35/6kv Privokzalnaya | 6,3+6,3 | 5.7761 | 0 |  | 5.7761 | 0 | 6.615 | 0.83892 | 0.83892 |  | 147 | SS-35/6kv Privokzalnaya | 6,3+6,3 | 0 | 5.7761 | 0 |  | 5.7761 | 0 | 6.615 | 0.83892 | 0.83892
148 | SS-35/10kv Prilepy | 2,5+2,5 | 0.65233 | 0.37638 | 80 | 0.27596 | 0 | 2.625 | 2.349 | 2.349 |  | 148 | SS-35/10kv Prilepy | 2,5+2,5 | 0 | 0.65233 | 0.37638 | 80 | 0.27596 | 0 | 2.625 | 2.349 | 2.349
149 | SS-35/10kv Printsevka | 2,5+2,5 | 1.5607 | 0.352 | 120 | 1.2087 | 0 | 2.625 | 1.4163 | 1.4163 |  | 149 | SS-35/10kv Printsevka | 2,5+2,5 | 0 | 1.5607 | 0.352 | 120 | 1.2087 | 0 | 2.625 | 1.4163 | 1.4163
150 | SS-35/10kv Radkovka | 6,3+6,3 | 2.8053 | 0.164 | 45 | 2.6413 | 0 | 6.615 | 3.9737 | 3.9737 |  | 150 | SS-35/10kv Radkovka | 6,3+6,3 | 0.05 | 2.8553 | 0.164 | 45 | 2.6913 | 0 | 6.615 | 3.9237 | 3.9237
151 | SS-35/10kv Razdornoe | 2,5+2,5 | 1.4347 | 0.662 | 80 | 0.7727 | 0 | 2.625 | 1.8523 | 1.8523 |  | 151 | SS-35/10kv Razdornoe | 2,5+2,5 | 0.03 | 1.4647 | 0.662 | 80 | 0.8027 | 0 | 2.625 | 1.8223 | 1.8223
152 | SS-35/10kv Repyakhovka | 2,5+2,5 | 1.6386 | 0.88491 | 80 | 0.75368 | 0 | 2.625 | 1.8713 | 1.8713 |  | 152 | SS-35/10kv Repyakhovka | 2,5+2,5 | 0.015 | 1.6536 | 0.88491 | 80 | 0.76868 | 0 | 2.625 | 1.8563 | 1.8563
153 | SS-35/10kv Rzhevka | 10+10 | 7.4066 | 2.53 | 45 | 4.8766 | 0 | 10.5 | 5.6234 | 5.6234 |  | 153 | SS-35/10kv Rzhevka | 10+10 | 0 | 7.4066 | 2.53 | 45 | 4.8766 | 0 | 10.5 | 5.6234 | 5.6234
154 | SS-35/10kv Rovenki | 4+4 | 3.4807 | 1.7393 | 120 | 1.7414 | 0 | 4.2 | 2.4586 | 2.4586 |  | 154 | SS-35/10kv Rovenki | 4+4 | 0 | 3.4807 | 1.7393 | 120 | 1.7414 | 0 | 4.2 | 2.4586 | 2.4586
155 | SS-35/10kv Rogovatoe | 2,5+2,5 | 1.6964 | 0 |  | 1.6964 | 0 | 2.625 | 0.92862 | 0.92862 |  | 155 | SS-35/10kv Rogovatoe | 2,5+2,5 | 0 | 1.6964 | 0 |  | 1.6964 | 0 | 2.625 | 0.92862 | 0.92862
156 | SS-35/10kv Saprykino | 2,5+2,5 | 0.42933 | 0.22751 | 120 | 0.20181 | 0 | 2.625 | 2.4232 | 2.4232 |  | 156 | SS-35/10kv Saprykino | 2,5+2,5 | 0 | 0.42933 | 0.22751 | 120 | 0.20181 | 0 | 2.625 | 2.4232 | 2.4232
157 | SS-35/6kv Severnaya | 6,3+6,3 | 6.5421 | 4.8049 | 120 | 1.7371 | 0 | 6.615 | 4.8779 | 4.8779 |  | 157 | SS-35/6kv Severnaya | 6,3+6,3 | 0.012 | 6.5541 | 4.8049 | 120 | 1.7491 | 0 | 6.615 | 4.8659 | 4.8659
158 | SS-35/10kv Setishche | 2,5+2,5 | 2.0186 | 1.0621 | 80 | 0.9565 | 0 | 2.625 | 1.6685 | 1.6685 |  | 158 | SS-35/10kv Setishche | 2,5+2,5 | 0.01 | 2.0286 | 1.0621 | 80 | 0.9665 | 0 | 2.625 | 1.6585 | 1.6585
159 | SS-35/10kv Slonovka | 4+4 | 2.6237 | 1.1306 | 120 | 1.4931 | 0 | 4.2 | 2.7069 | 2.7069 |  | 159 | SS-35/10kv Slonovka | 4+4 | 0 | 2.6237 | 1.1306 | 120 | 1.4931 | 0 | 4.2 | 2.7069 | 2.7069
160 | SS-35/6kv St.Oskol -2 | 16+16 | 12.6611 | 1.21 | 80 | 11.4511 | 0 | 16.8 | 5.3489 | 5.3489 |  | 160 | SS-35/6kv St.Oskol -2 | 16+16 | 0.03 | 12.6911 | 1.21 | 80 | 11.4811 | 0 | 16.8 | 5.3189 | 5.3189
161 | SS-35/10kv Starikovo | 4+4 | 1.6059 | 1.3453 | 45 | 0.26059 | 0 | 4.2 | 3.9394 | 3.9394 |  | 161 | SS-35/10kv Starikovo | 4+4 | 0 | 1.6059 | 1.3453 | 45 | 0.26059 | 0 | 4.2 | 3.9394 | 3.9394
162 | SS-35/10kv Tavrovo | 10+10 | 8.6892 | 0.531 | 45 | 8.1582 | 0 | 10.5 | 2.3418 | 2.3418 |  | 162 | SS-35/10kv Tavrovo | 10+10 | 0 | 8.6892 | 0.531 | 45 | 8.1582 | 0 | 10.5 | 2.3418 | 2.3418
163 | SS-35/10kv Terebrino | 2,5+2,5 | 1.2845 | 0.44978 | 80 | 0.83472 | 0 | 2.625 | 1.7903 | 1.7903 |  | 163 | SS-35/10kv Terebrino | 2,5+2,5 | 0 | 1.2845 | 0.44978 | 80 | 0.83472 | 0 | 2.625 | 1.7903 | 1.7903
164 | SS-35/10kv Urazovo | 6,3+6,3 | 5.0133 | 1.39 | 120 | 3.6233 | 0 | 6.615 | 2.9917 | 2.9917 |  | 164 | SS-35/10kv Urazovo | 6,3+6,3 | 0 | 5.0133 | 1.39 | 120 | 3.6233 | 0 | 6.615 | 2.9917 | 2.9917
165 | SS-35/10kv Utochka | 1,6+2,5 | 0.73424 | 0.47242 | 80 | 0.26182 | 0 | 1.68 | 1.4182 | 1.4182 |  | 165 | SS-35/10kv Utochka | 1,6+2,5 | 0 | 0.73424 | 0.47242 | 80 | 0.26182 | 0 | 1.68 | 1.4182 | 1.4182
166 | SS-35/6kv Fedoseevka | 4+4 | 2.2651 | 0 |  | 2.2651 | 0 | 4.2 | 1.9349 | 1.9349 |  | 166 | SS-35/6kv Fedoseevka | 4+4 | 0 | 2.2651 | 0 |  | 2.2651 | 0 | 4.2 | 1.9349 | 1.9349
167 | SS-35/10kv Foshchevatvo | 1,6+2,5 | 1.0615 | 0.78681 | 45 | 0.27473 | 0 | 1.68 | 1.4053 | 1.4053 |  | 167 | SS-35/10kv Foshchevatvo | 1,6+2,5 | 0 | 1.0615 | 0.78681 | 45 | 0.27473 | 0 | 1.68 | 1.4053 | 1.4053
168 | SS-35/10kv Kholodnoe | 4+4 | 1.7842 | 0 |  | 1.7842 | 0 | 4.2 | 2.4158 | 2.4158 |  | 168 | SS-35/10kv Kholodnoe | 4+4 | 0 | 1.7842 | 0 |  | 1.7842 | 0 | 4.2 | 2.4158 | 2.4158
169 | SS-35/6kv Chernyansky sugar plant | 7,5+6,3 | 1.9642 | 1.3513 | 20 | 0.61293 | 0 | 6.615 | 6.0021 | 6.0021 |  | 169 | SS-35/6kv Chernyansky sugar plant | 7,5+6,3 | 0 | 1.9642 | 1.3513 | 20 | 0.61293 | 0 | 6.615 | 6.0021 | 6.0021
170 | SS-35/10kv Shatalovka | 6,3+6,3 | 2.0637 | 0 |  | 2.0637 | 0 | 6.615 | 4.5513 | 4.5513 |  | 170 | SS-35/10kv Shatalovka | 6,3+6,3 | 0 | 2.0637 | 0 |  | 2.0637 | 0 | 6.615 | 4.5513 | 4.5513
171 | SS-35/10kv Shakhovka | 2,5+2,5 | 1.7009 | 0.79066 | 80 | 0.91021 | 0 | 2.625 | 1.7148 | 1.7148 |  | 171 | SS-35/10kv Shakhovka | 2,5+2,5 | 0 | 1.7009 | 0.79066 | 80 | 0.91021 | 0 | 2.625 | 1.7148 | 1.7148
172 | SS-35/10kv Shishino | 4+6,3 | 3.5723 | 1.03 | 80 | 2.5423 | 0 | 4.2 | 1.6577 | 1.6577 |  | 172 | SS-35/10kv Shishino | 4+6,3 | 0.01 | 3.5823 | 1.03 | 80 | 2.5523 | 0 | 4.2 | 1.6477 | 1.6477
173 | SS-35/10kv Yablonovo | 4+4 | 1.8006 | 1.1284 | 80 | 0.6722 | 0 | 4.2 | 3.5278 | 3.5278 |  | 173 | SS-35/10kv Yablonovo | 4+4 | 0 | 1.8006 | 1.1284 | 80 | 0.6722 | 0 | 4.2 | 3.5278 | 3.5278
174 | SS-35/10kv Yarskoe | 2,5+2,5 | 0.56896 | 0.14648 | 80 | 0.42248 | 0 | 2.625 | 2.2025 | 2.2025 |  | 174 | SS-35/10kv Yarskoe | 2,5+2,5 | 0 | 0.56896 | 0.14648 | 80 | 0.42248 | 0 | 2.625 | 2.2025 | 2.2025
| Total: | 3106.9 | 1134.1347 | 453.9275 |  | 723.9613 | [5 empty] | 2: Total:; 3: 3106.9; 4: 20.6375; 5: 1154.7722; МVА 6: 453.9275; min. 8: 700.8447
| deficit | [8 empty] | -2.449 |  | 2: deficit; min. 12: -2.449
| proficit | [8 empty] | 829.2427 |  | 2: proficit; min. 12: 808.6052

## Тамбовэнерго
[9 empty] | table 1 | [11 empty] | table 2
No. | Object of main substation, voltage class | Current deficit | [8 empty] | Note | No. | Object of main substation, voltage class | Expected deficit/ proficit | [9 empty] | Note
|  | Installed power capacity of transformers Sуst. Including their number, pcs/ MVA | Summary total capacity of central substation following the results of measurements of load maximal Sмах , MVA | Total capacity distributed according to operating rules, MVA for the time period |  | Total capacity including re-distribution, MVA | Limiting factors, MVA | Permissible load accounted in the n-1 mode, MVA | Transmission capacity, MVA | Current deficit/ proficit, MVA |  |  |  | Installed power capacity of transformers Sуst. Including their number in future providing that technical specifications at TS or other actions concerning reconstruction of main substation are fulfilled pcs/ MVA | Additional capacity according to provided technical specifications at TS, MVA | Expected load at main substation , MVA | Total capacity distributed according to operating rules, MVA for the time period |  | Total capacity including re-distribution, MVA | Limiting factors, MVA | Permissible load accounted in the n-1 mode, MVA | Transmission capacity of Main substation, MVA | Expected deficit/ proficit, MVA
|  |  |  | MVA | Min. | [11 empty] | МВА | Мин.
1 | 2 | 3 | 4 | 5 | 6 | 7 | 8 | 9 | 10 | 11 | 12 | 1 | 2 | 3 | 4 | 5 | 6 | 7 | 8 | 9 | 10 | 11 | 12 | 13
1 | SS 110/35/6 Tambovskaya No.2 | 40 + 25 | 19.2 |  |  | 19.2 | 0 | 26.25 | 7.05 | 7.05 | opened | 1 | SS 110/35/6 Tambovskaya No.2 | 40 + 25 | 0 | 19.2 |  |  | 19.2 | 0 | 26.25 | 7.05 | 7.05 | opened
2 | SS 110/6 Tambovskaya No.3 | 2*25 | 18.44 |  |  | 18.44 | 0 | 26.25 | 7.81 | 7.81 | opened | 2 | SS 110/6 Tambovskaya No.3 | 2*25 | 0 | 18.44 |  |  | 18.44 | 0 | 26.25 | 7.81 | 7.81 | opened
3 | SS 110/6 Tambovskaya No.5 | 16 + 25 | 16.45 |  |  | 16.45 | 12.5 | 13.125 | -3.32 | -3.32 | closed | 3 | SS 110/6 Tambovskaya No.5 | 16 + 25 | 0 | 16.45 |  |  | 16.45 | 0 | 16.8 | 0.35 | 0.35 | opened | Permissible capacity in n-1 mode is indicated with aacount of fulfillment of planned works on reconstruction
4 | SS 110/6 Tambovskaya No.7 | 2*25 | 21.18 |  |  | 21.18 | 0 | 26.25 | 5.07 | 5.07 | opened | 4 | SS 110/6 Tambovskaya No.7 | 2*25 | 0 | 21.18 |  |  | 21.18 | 0 | 26.25 | 5.07 | 5.07 | opened
5 | SS 110/35/6 Pigment | 2*63 | 33.98 | 27.68 | 80 | 6.3 | 0 | 66.15 | 59.85 | 59.85 | opened | 5 | SS 110/35/6 Pigment | 2*63 | 0 | 33.98 | 27.68 | 80 | 6.3 | 0 | 66.15 | 59.85 | 59.85 | opened
6 | SS 110/6 Tambovskaya No.8 | 40+16 | 13.09 |  |  | 13.09 | 20 | 16.8 | 3.71 | 3.71 | opened | 6 | SS 110/6 Tambovskaya No.8 | 40+16 | 2.24 | 15.33 |  |  | 15.33 | 0 | 16.8 | 1.47 | 1.47 | opened | Works on reconstruction are planned
7 | SS 110/35/6 Malinovskaya | 2*40 | 12.73 | 4.75 | 120 | 7.98 | 0 | 42 | 34.02 | 34.02 | opened | 7 | SS 110/35/6 Malinovskaya | 2*40 | 0 | 12.73 | 4.75 | 120 | 7.98 | 0 | 42 | 34.02 | 34.02 | opened
8 | SS 110/35/10 Tambovskaya No.6 | 2*10 | 9.59 | 1.25 | 120 | 8.34 | 0 | 10.5 | 2.16 | 2.16 | opened | 8 | SS 110/35/10 Tambovskaya No.6 | 2*10 | 2.06 | 11.65 | 1.25 | 120 | 10.4 | 0 | 10.5 | 0.1 | 0.1 | opened
9 | SS 110/10 N.Lyadinskaya | 10+6,3 | 5.08 | 1.62 | 120 | 3.46 | 0 | 6.615 | 3.155 | 3.155 | opened | 9 | SS 110/10 N.Lyadinskaya | 10+6,3 | 0 | 5.08 | 7.18 | 120 | -2.1 | 0 | 6.615 | 8.715 | 8.715 | opened
10 | SS 110/35/10 Komsomolskaya | 2*10 | 8.81 | 4 | 80 | 4.81 | 0 | 10.5 | 5.69 | 5.69 | opened | 10 | SS 110/35/10 Komsomolskaya | 2*10 | 0.67 | 9.48 | 4 | 80 | 5.48 | 0 | 10.5 | 5.02 | 5.02 | opened
11 | SS 110/10 М.Talinskaya | 10 | 0.68 | 0.52 | 24 hours | 0.16 | 0 | 10.5 | 10.34 | 10.34 | opened | 11 | SS 110/10 М.Talinskaya | 10 | 0 | 0.68 | 0.52 | 24 hours | 0.16 | 0 | 10.5 | 10.34 | 10.34 | opened
12 | SS 110/35/10 Promyshlennaya | 2*40 | 25.61 | 10.2 | 120 | 15.41 | 0 | 42 | 26.59 | 26.59 | opened | 12 | SS 110/35/10 Promyshlennaya | 2*40 | 0.07 | 25.68 | 10.2 | 120 | 15.48 | 0 | 42 | 26.52 | 26.52 | opened
13 | SS 110/35/10 Arzhenskaya | 2*10 | 5.46 | 3.92 | 80 | 1.54 | 0 | 10.5 | 8.96 | 8.96 | opened | 13 | SS 110/35/10 Arzhenskaya | 2*10 | 0 | 5.46 | 3.92 | 80 | 1.54 | 0 | 10.5 | 8.96 | 8.96 | opened
14 | SS 110/10 Teleshovskaya | 2*2,5 | 0.45 |  |  | 0.45 | 0 | 2.625 | 2.175 | 2.175 | opened | 14 | SS 110/10 Teleshovskaya | 2*2,5 | 0 | 0.45 |  |  | 0.45 | 0 | 2.625 | 2.175 | 2.175 | opened
15 | SS 110/6 Oktyabrskaya | 2*25 | 7.83 |  |  | 7.83 | 0 | 26.25 | 18.42 | 18.42 | opened | 15 | SS 110/6 Oktyabrskaya | 2*25 | 0 | 7.83 |  |  | 7.83 | 0 | 26.25 | 18.42 | 18.42 | opened
16 | SS 110/10 Spasskaya | 2*6,3 | 2.43 |  |  | 2.43 | 0 | 6.615 | 4.185 | 4.185 | opened | 16 | SS 110/10 Spasskaya | 2*6,3 | 0 | 2.43 |  |  | 2.43 | 0 | 6.615 | 4.185 | 4.185 | opened
17 | SS 110/35/10 Kuzminskaya | 16+10 | 7.41 | 5.02 | 45 | 2.39 | 0 | 10.5 | 8.11 | 8.11 | opened | 17 | SS 110/35/10 Kuzminskaya | 16+10 | 0 | 7.41 | 5.02 | 45 | 2.39 | 0 | 10.5 | 8.11 | 8.11 | opened
18 | SS 110/35/10 Sampurskaya | 10+16 | 6.73 | 4.33 | 80 | 2.4 | 0 | 10.5 | 8.1 | 8.1 | opened | 18 | SS 110/35/10 Sampurskaya | 10+16 | 0 | 6.73 | 4.33 | 80 | 2.4 | 0 | 10.5 | 8.1 | 8.1 | opened
19 | SS 110/6 Leather plant | 2*10 | 1.37 |  |  | 1.37 | 0 | 10.5 | 9.13 | 9.13 | opened | 19 | SS 110/6 Leather plant | 2*10 | 0 | 1.37 |  |  | 1.37 | 0 | 10.5 | 9.13 | 9.13 | opened
20 | SS 110/35/6 Rasskazovskaya | 25+20 | 22.06 | 3.04 | 120 | 19.02 | 0 | 21 | 1.98 | 1.98 | opened | 20 | SS 110/35/6 Rasskazovskaya | 25+20 | 0 | 22.06 | 3.04 | 120 | 19.02 | 0 | 21 | 1.98 | 1.98 | opened
21 | SS 110/35/10 Volchkovskaya | 2*10 | 3.5 | 0.95 | 120 | 2.55 | 0 | 10.5 | 7.95 | 7.95 | opened | 21 | SS 110/35/10 Volchkovskaya | 2*10 | 0 | 3.5 | 0.95 | 120 | 2.55 | 0 | 10.5 | 7.95 | 7.95 | opened
22 | SS 110/35/10 Staroyuryevskaya | 6,3+16 | 2.89 | 1.66 | 120 | 1.23 | 0 | 6.615 | 5.385 | 5.385 | opened | 22 | SS 110/35/10 Staroyuryevskaya | 6,3+16 | 0 | 2.89 | 1.66 | 120 | 1.23 | 0 | 6.615 | 5.385 | 5.385 | opened
23 | SS 110/35/10 Khmelevskaya | 2*10 | 3.83 | 0.92 | 120 | 2.91 | 0 | 10.5 | 7.59 | 7.59 | opened | 23 | SS 110/35/10 Khmelevskaya | 2*10 | 0 | 3.83 | 0.92 | 120 | 2.91 | 0 | 10.5 | 7.59 | 7.59 | opened
24 | SS 110/35/10 Khobotovskaya | 2*6,3 | 5.93 | 2.84 | 80 | 3.09 | 0 | 6.615 | 3.525 | 3.525 | opened | 24 | SS 110/35/10 Khobotovskaya | 2*6,3 | 0 | 5.93 | 2.84 | 80 | 3.09 | 0 | 6.615 | 3.525 | 3.525 | opened
25 | ПС 110/35/10 Никифоровская | 10+16 | 5.07 | 2.81 | 120 | 2.26 | 0 | 10.5 | 8.24 | 8.24 | opened | 25 | ПС 110/35/10 Никифоровская | 10+16 | 0 | 5.07 | 2.81 | 120 | 2.26 | 0 | 10.5 | 8.24 | 8.24 | opened
26 | SS 110/10 N.Seslavinskaya | 2.5 | 0.41 | 0.47 | 24 hours | -0.06 | 0 | 2.625 | 2.685 | 2.685 | opened | 26 | SS 110/10 N.Seslavinskaya | 2.5 | 0 | 0.41 | 0.47 | 24 hours | -0.06 | 0 | 2.625 | 2.685 | 2.685 | opened
27 | SS 110/10 N. Arkhangelskaya | 2.5 | 0.39 | 0.19 | 24 hours | 0.2 | 0 | 2.625 | 2.425 | 2.425 | opened | 27 | SS 110/10 N. Arkhangelskaya | 2.5 | 0.09 | 0.48 | 0.19 | 24 hours | 0.29 | 0 | 2.625 | 2.335 | 2.335 | opened
28 | SS 110/10 Ilovayskaya | 2*2,5 | 0.02 |  |  | 0.02 | 0 | 2.625 | 2.605 | 2.605 | opened | 28 | SS 110/10 Ilovayskaya | 2*2,5 | 0 | 0.02 |  |  | 0.02 | 0 | 2.625 | 2.605 | 2.605 | opened
29 | SS 110/35/10 Yuzhnaya | 16 | 9.72 | 8.51 | 24 hours | 1.21 | 0 | 16.8 | 15.59 | 15.59 | opened | 29 | SS 110/35/10 Yuzhnaya | 16 | 0 | 9.72 | 8.51 | 24 hours | 1.21 | 0 | 16.8 | 15.59 | 15.59 | opened
30 | SS 110/27,5/6 Pervomayskaya | 2*31,5 | 23.36 | 9.45 | 120 | 13.91 | 0 | 33.075 | 19.165 | 19.165 | opened | 30 | SS 110/27,5/6 Pervomayskaya | 2*31,5 | 0.24 | 23.6 | 9.45 | 120 | 14.15 | 0 | 33.075 | 18.925 | 18.925 | opened
31 | SS 110/35/10 Sosnovskaya | 2*16 | 7.19 | 6.6 | 80 | 0.59 | 0 | 16.8 | 16.21 | 16.21 | opened | 31 | SS 110/35/10 Sosnovskaya | 2*16 | 0 | 7.19 | 6.6 | 80 | 0.59 | 0 | 16.8 | 16.21 | 16.21 | opened
32 | SS 110/35/10 Pichaevskaya | 2*10 | 3.68 | 4.19 | 80 | -0.51 | 0 | 10.5 | 11.01 | 11.01 | opened | 32 | SS 110/35/10 Pichaevskaya | 2*10 | 0 | 3.68 | 4.19 | 80 | -0.51 | 0 | 10.5 | 11.01 | 11.01 | opened
33 | SS 110/35/10 Algasovskaya | 2*40 | 2.99 | 2.9168 | 120 | 0.07322 | 0 | 42 | 41.9268 | 41.9268 | opened | 33 | SS 110/35/10 Algasovskaya | 2*40 | 0 | 2.99 | 2.9168 | 120 | 0.07322 | 0 | 42 | 41.9268 | 41.9268 | opened
34 | SS 110/35/6 Morshanskaya | 40+25 | 16.96 | 7.2005 | 120 | 9.7595 | 0 | 26.25 | 16.4905 | 16.4905 | opened | 34 | SS 110/35/6 Morshanskaya | 40+25 | 0 | 16.96 | 7.2005 | 120 | 9.7595 | 0 | 26.25 | 16.4905 | 16.4905 | opened
35 | SS 110/35/6 Kamvolnaya | 16+25 | 8.19 | 7.2 | 80 | 0.99 | 0 | 16.8 | 15.81 | 15.81 | opened | 35 | SS 110/35/6 Kamvolnaya | 16+25 | 0 | 8.19 | 7.2 | 80 | 0.99 | 0 | 16.8 | 15.81 | 15.81 | opened
36 | SS 110/35/10 Grazhdanovskaya | 2*10 | 1.4 | 0.63 | 120 | 0.77 | 0 | 10.5 | 9.73 | 9.73 | opened | 36 | SS 110/35/10 Grazhdanovskaya | 2*10 | 0.35 | 1.75 | 0.63 | 120 | 1.12 | 0 | 10.5 | 9.38 | 9.38 | opened
37 | SS 110/35/10 Nashchekinskaya | 2*10 | 5.21 | 2.05 | 120 | 3.16 | 0 | 10.5 | 7.34 | 7.34 | opened | 37 | SS 110/35/10 Nashchekinskaya | 2*10 | 0 | 5.21 | 2.05 | 120 | 3.16 | 0 | 10.5 | 7.34 | 7.34 | opened
38 | SS 110/10 Shachinskaya | 2.5 | 0.61 | 0.054495 | 24 hours | 0.55551 | 0 | 2.625 | 2.0695 | 2.0695 | opened | 38 | SS 110/10 Shachinskaya | 2.5 | 0 | 0.61 | 0.054495 | 24 hours | 0.55551 | 0 | 2.625 | 2.0695 | 2.0695 | opened
39 | SS 110/35/10/6 Uvarovskaya | 16+16 | 9.88 | 9.027 | 45 | 0.85301 | 0 | 16.8 | 15.947 | 15.947 | opened | 39 | SS 110/35/10/6 Uvarovskaya | 16+16 | 0 | 9.88 | 9.027 | 45 | 0.85301 | 0 | 16.8 | 15.947 | 15.947 | opened
40 | SS 110/35/10 Muchkapskaya | 2*10 | 3.68 | 1.3519 | 120 | 2.3281 | 0 | 10.5 | 8.1719 | 8.1719 | opened | 40 | SS 110/35/10 Muchkapskaya | 2*10 | 0 | 3.68 | 1.3519 | 120 | 2.3281 | 0 | 10.5 | 8.1719 | 8.1719 | opened
41 | SS 110/10 M.Alabushskaya | 2*2,5 | 0.88 | 0.66667 | 120 | 0.21333 | 0 | 2.625 | 2.4117 | 2.4117 | opened | 41 | SS 110/10 M.Alabushskaya | 2*2,5 | 0 | 0.88 | 0.66667 | 120 | 0.21333 | 0 | 2.625 | 2.4117 | 2.4117 | opened
42 | SS 110/35/10 M.Gorkovskaya | 10+16 | 1.94 | 1.2921 | 120 | 0.64795 | 0 | 10.5 | 9.8521 | 9.8521 | opened | 42 | SS 110/35/10 M.Gorkovskaya | 10+16 | 0 | 1.94 | 1.2921 | 120 | 0.64795 | 0 | 10.5 | 9.8521 | 9.8521 | opened
43 | SS 110/10 Shpikulovskaya | 2*2,5 | 0.68 | 0.61404 | 120 | 0.065965 | 0 | 2.625 | 2.559 | 2.559 | opened | 43 | SS 110/10 Shpikulovskaya | 2*2,5 | 0.21 | 0.89 | 0.61404 | 120 | 0.27596 | 0 | 2.625 | 2.349 | 2.349 | opened
44 | SS 110/35/10 Zherdevskaya | 2*16 | 8.1 | 5.6533 | 80 | 2.4467 | 0 | 16.8 | 14.3533 | 14.3533 | opened | 44 | SS 110/35/10 Zherdevskaya | 2*16 | 0 | 8.1 | 5.6533 | 80 | 2.4467 | 0 | 16.8 | 14.3533 | 14.3533 | opened
45 | SS 110/35/10 Rzhaksinskaya | 2*10 | 4.95 | 0.58824 | 120 | 4.3618 | 0 | 10.5 | 6.1382 | 6.1382 | opened | 45 | SS 110/35/10 Rzhaksinskaya | 2*10 | 0 | 4.95 | 0.58824 | 120 | 4.3618 | 0 | 10.5 | 6.1382 | 6.1382 | opened
46 | SS 110/10 Bogdanovskaya | 2*2,5 | 0.86 | 0.42105 | 120 | 0.43895 | 0 | 2.625 | 2.1861 | 2.1861 | opened | 46 | SS 110/10 Bogdanovskaya | 2*2,5 | 0 | 0.86 | 0.42105 | 120 | 0.43895 | 0 | 2.625 | 2.1861 | 2.1861 | opened
47 | SS 110/35/10 Tokarevskaya | 2*25 | 8.34 | 6.0846 | 120 | 2.2554 | 0 | 26.25 | 23.9946 | 23.9946 | opened | 47 | SS 110/35/10 Tokarevskaya | 2*25 | 0 | 8.34 | 6.0846 | 120 | 2.2554 | 0 | 26.25 | 23.9946 | 23.9946 | opened
48 | SS 110/35/10 Zveryaevskaya | 6,3+10 | 1.13 | 0.90918 | 120 | 0.22082 | 0 | 6.615 | 6.3942 | 6.3942 | opened | 48 | SS 110/35/10 Zveryaevskaya | 6,3+10 | 0 | 1.13 | 0.90918 | 120 | 0.22082 | 0 | 6.615 | 6.3942 | 6.3942 | opened
49 | SS 110/35/10 Mordovskaya | 2*10 | 3.44 | 1.8937 | 120 | 1.5463 | 0 | 10.5 | 8.9537 | 8.9537 | opened | 49 | SS 110/35/10 Mordovskaya | 2*10 | 0.74 | 4.18 | 1.8937 | 120 | 2.2863 | 0 | 10.5 | 8.2137 | 8.2137 | opened
50 | SS 110/35/10 Pavlovskaya | 10 | 1.58 | 1.56 | 24 hours | 0.02 | 0 | 10.5 | 10.48 | 10.48 | opened | 50 | SS 110/35/10 Pavlovskaya | 10 | 0 | 1.58 | 1.56 | 24 hours | 0.02 | 0 | 10.5 | 10.48 | 10.48 | opened
51 | SS 110/35/10 Kirsanovskaya | 2*25 | 13.32 | 5.989 | 120 | 7.331 | 0 | 26.25 | 18.919 | 18.919 | opened | 51 | SS 110/35/10 Kirsanovskaya | 2*25 | 0 | 13.32 | 5.989 | 120 | 7.331 | 0 | 26.25 | 18.919 | 18.919 | opened
52 | SS 110/35/10 Inzhavinskaya | 2*16 | 8.38 | 3.41 | 120 | 4.97 | 0 | 16.8 | 11.83 | 11.83 | opened | 52 | SS 110/35/10 Inzhavinskaya | 2*16 | 0.22 | 8.6 | 3.41 | 120 | 5.19 | 0 | 16.8 | 11.61 | 11.61 | opened
53 | SS 110/35/10 Umyotskaya | 2*10 | 1.03 | 4.5 | 80 | -3.47 | 0 | 10.5 | 13.97 | 13.97 | opened | 53 | SS 110/35/10 Umyotskaya | 2*10 | 0 | 1.03 | 4.5 | 80 | -3.47 | 0 | 10.5 | 13.97 | 13.97 | opened
54 | SS 110/35/10 Kovylskaya | 2*10 | 1.27 | 1.347 | 120 | -0.077 | 0 | 10.5 | 10.577 | 10.577 | opened | 54 | SS 110/35/10 Kovylskaya | 2*10 | 0 | 1.27 | 1.347 | 120 | -0.077 | 0 | 10.5 | 10.577 | 10.577 | opened
55 | SS 110/10 Inokovskaya | 2.5 | 0.16 | 0.184 | 24 hours | -0.024 | 0 | 2.625 | 2.649 | 2.649 | opened | 55 | SS 110/10 Inokovskaya | 2.5 | 0 | 0.16 | 0.184 | 24 hours | -0.024 | 0 | 2.625 | 2.649 | 2.649 | opened
56 | SS 35/6 Pervomayskaya | 2*2,5 | 1.64 |  |  | 1.64 | 0 | 2.625 | 0.985 | 0.985 | opened | 56 | SS 35/6 Pervomayskaya | 2*2,5 | 0 | 1.64 |  |  | 1.64 | 0 | 2.625 | 0.985 | 0.985 | opened
57 | SS 35/10 Picherskaya | 2*2,5 | 0.68 |  |  | 0.68 | 0 | 2.625 | 1.945 | 1.945 | opened | 57 | SS 35/10 Picherskaya | 2*2,5 | 0 | 0.68 |  |  | 0.68 | 0 | 2.625 | 1.945 | 1.945 | opened
58 | SS 35/10 Osinovskaya | 2*2,5 | 1.01 |  |  | 1.01 | 0 | 2.625 | 1.615 | 1.615 | opened | 58 | SS 35/10 Osinovskaya | 2*2,5 | 0 | 1.01 |  |  | 1.01 | 0 | 2.625 | 1.615 | 1.615 | opened
59 | SS 35/10 Koptevskaya | 2*2,5 | 0.18 |  |  | 0.18 | 0 | 2.625 | 2.445 | 2.445 | opened | 59 | SS 35/10 Koptevskaya | 2*2,5 | 0 | 0.18 |  |  | 0.18 | 0 | 2.625 | 2.445 | 2.445 | opened
60 | SS 35/10 Sayukinskaya | 2,5+4 | 0.6 | 0.5 | 120 | 0.1 | 0 | 2.625 | 2.525 | 2.525 | opened | 60 | SS 35/10 Sayukinskaya | 2,5+4 | 0 | 0.6 | 0.5 | 120 | 0.1 | 0 | 2.625 | 2.525 | 2.525 | opened
61 | SS 35/10 Zelyonaya-1 | 2*4 | 2.68 |  |  | 2.68 | 0 | 4.2 | 1.52 | 1.52 | opened | 61 | SS 35/10 Zelyonaya-1 | 2*4 | 0 | 2.68 |  |  | 2.68 | 0 | 4.2 | 1.52 | 1.52 | opened
62 | SS 35/10 Pyatiletka | 2*4 | 0.29 |  |  | 0.29 | 0 | 4.2 | 3.91 | 3.91 | opened | 62 | SS 35/10 Pyatiletka | 2*4 | 0 | 0.29 |  |  | 0.29 | 0 | 4.2 | 3.91 | 3.91 | opened
63 | SS 35/10 Yaroslavskaya | 2*2,5 | 0.81 |  |  | 0.81 | 0 | 2.625 | 1.815 | 1.815 | opened | 63 | SS 35/10 Yaroslavskaya | 2*2,5 | 0 | 0.81 |  |  | 0.81 | 0 | 2.625 | 1.815 | 1.815 | opened
64 | SS 35/10 Platonovskaya | 2*6,3 | 2.71 | 0.24 | 120 | 2.47 | 0 | 6.615 | 4.145 | 4.145 | opened | 64 | SS 35/10 Platonovskaya | 2*6,3 | 0 | 2.71 | 0.24 | 120 | 2.47 | 0 | 6.615 | 4.145 | 4.145 | opened
65 | SS 35/10 Znamenskaya | 2*4 | 3.53 | 1.54 | 120 | 1.99 | 0 | 4.2 | 2.21 | 2.21 | opened | 65 | SS 35/10 Znamenskaya | 2*4 | 0 | 3.53 | 1.54 | 120 | 1.99 | 0 | 4.2 | 2.21 | 2.21 | opened
66 | SS 35/10 Sukhotinskaya | 2.5 | 0.3 | 0 | 24 hours | 0.3 | 0 | 0 | -0.3 | -0.3 | closed | 66 | SS 35/10 Sukhotinskaya | 2.5 | 0 | 0.3 | 0 | 24 hours | 0.3 | 0 | 0 | -0.3 | -0.3 | closed
67 | SS 35/10 P.Marfinskaya | 2,5+1,6 | 0.91 |  |  | 0.91 | 0 | 1.68 | 0.77 | 0.77 | opened | 67 | SS 35/10 P.Marfinskaya | 2,5+1,6 | 0 | 0.91 |  |  | 0.91 | 0 | 1.68 | 0.77 | 0.77 | opened
68 | SS 35/10 Aleksandrovskaya | 1,6+2,5 | 0.45 | 0.29 | 120 | 0.16 | 0 | 1.68 | 1.52 | 1.52 | opened | 68 | SS 35/10 Aleksandrovskaya | 1,6+2,5 | 0 | 0.45 | 0.29 | 120 | 0.16 | 0 | 1.68 | 1.52 | 1.52 | opened
69 | SS 35/10 Stepnaya | 2*4 | 1.82 | 1.7 | 80 | 0.12 | 0 | 4.2 | 4.08 | 4.08 | opened | 69 | SS 35/10 Stepnaya | 2*4 | 0 | 1.82 | 1.7 | 80 | 0.12 | 0 | 4.2 | 4.08 | 4.08 | opened
70 | SS 35/10 Ivanovskaya (ТPS) | 2*4 | 1.16 | 0.97 | 120 | 0.19 | 0 | 4.2 | 4.01 | 4.01 | opened | 70 | SS 35/10 Ivanovskaya (ТPS) | 2*4 | 0 | 1.16 | 0.97 | 120 | 0.19 | 0 | 4.2 | 4.01 | 4.01 | opened
71 | SS 35/10 Verkhotsenskaya | 2,5+1,6 | 0.39 | 0.47 | 120 | -0.08 | 0 | 1.68 | 1.76 | 1.76 | opened | 71 | SS 35/10 Verkhotsenskaya | 2,5+1,6 | 0 | 0.39 | 0.47 | 120 | -0.08 | 0 | 1.68 | 1.76 | 1.76 | opened
72 | SS 35/10 Gorelskaya | 4+6,3 | 2.09 | 1.71 | 80 | 0.38 | 0 | 4.2 | 3.82 | 3.82 | opened | 72 | SS 35/10 Gorelskaya | 4+6,3 | 0 | 2.09 | 1.71 | 80 | 0.38 | 0 | 4.2 | 3.82 | 3.82 | opened
73 | SS 35/10 B.Dvoynyovskaya | 2*2,5 | 0.72 |  |  | 0.72 | 0 | 2.625 | 1.905 | 1.905 | opened | 73 | SS 35/10 B.Dvoynyovskaya | 2*2,5 | 0 | 0.72 |  |  | 0.72 | 0 | 2.625 | 1.905 | 1.905 | opened
74 | SS 35/10 Avangardskaya | 2*2,5 | 0.54 |  |  | 0.54 | 0 | 2.625 | 2.085 | 2.085 | opened | 74 | SS 35/10 Avangardskaya | 2*2,5 | 0 | 0.54 |  |  | 0.54 | 0 | 2.625 | 2.085 | 2.085 | opened
75 | SS 35/10 Suravskaya | 1,6+2,5 | 0.54 | 0.45 | 120 | 0.09 | 0 | 1.68 | 1.59 | 1.59 | opened | 75 | SS 35/10 Suravskaya | 1,6+2,5 | 0 | 0.54 | 0.45 | 120 | 0.09 | 0 | 1.68 | 1.59 | 1.59 | opened
76 | SS 35/10 Seleznzyovskaya | 2*4 | 3.78 |  |  | 3.78 | 0 | 4.2 | 0.42 | 0.42 | opened | 76 | SS 35/10 Seleznzyovskaya | 3*4 | 0.82 | 4.6 |  |  | 4.6 | 0 | 8.4 | 3.8 | 3.8 | closed
77 | SS 35/10 Chernyanskaya | 1,6+2,5 | 1.77 | 0.68 | 80 | 1.09 | 0 | 1.68 | 0.59 | 0.59 | opened | 77 | SS 35/10 Chernyanskaya | 1,6+2,5 | 0.07 | 1.84 | 0.68 | 80 | 1.16 | 0 | 1.68 | 0.52 | 0.52 | opened
78 | SS 35/10 Viktorskaya | 2.5 | 0.62 |  |  | 0.62 | 0 | 0 | -0.62 | -0.62 | closed | 78 | SS 35/10 Viktorskaya | 2.5 | 0 | 0.62 |  |  | 0.62 | 0 | 0 | -0.62 | -0.62 | closed
79 | SS 35/10 Novoseltsevskaya | 2*1,6 | 0.7 |  |  | 0.7 | 0 | 1.68 | 0.98 | 0.98 | opened | 79 | SS 35/10 Novoseltsevskaya | 2*1,6 | 0 | 0.7 |  |  | 0.7 | 0 | 1.68 | 0.98 | 0.98 | opened
80 | SS 35/10 Avdeevskaya | 2*2,5 | 0.83 |  |  | 0.83 | 0 | 2.625 | 1.795 | 1.795 | opened | 80 | SS 35/10 Avdeevskaya | 2*2,5 | 0 | 0.83 |  |  | 0.83 | 0 | 2.625 | 1.795 | 1.795 | opened
81 | SS 35/10 Tatanovskaya | 2*2,5 | 2.49 |  |  | 2.49 | 0 | 2.625 | 0.135 | 0.135 | opened | 81 | SS 35/10 Tatanovskaya | 2*2,5 | 0 | 2.49 |  | 120 | 2.49 | 0 | 2.625 | 0.135 | 0.135 | opened
82 | SS 35/10 Timiryazevskaya | 2,5+2,5+4 | 3.35 | 0.63 | 60 | 2.72 | 0 | 5.25 | 2.53 | 2.53 | opened | 82 | SS 35/10 Timiryazevskaya | 2,5+2,5+4 | 0 | 3.35 | 0.63 | 60 | 2.72 | 0 | 5.25 | 2.53 | 2.53 | opened
83 | SS 35/10 P.Prigorodnaya | 2*6,3 | 5.07 |  |  | 5.07 | 0 | 6.615 | 1.545 | 1.545 | opened | 83 | SS 35/10 P.Prigorodnaya | 2*6,3 | 0 | 5.07 |  |  | 5.07 | 0 | 6.615 | 1.545 | 1.545 | opened
84 | SS 35/10 Bokinskaya | 2*6,3 | 2.19 | 0.92 | 30 | 1.27 | 0 | 6.615 | 5.345 | 5.345 | opened | 84 | SS 35/10 Bokinskaya | 2*6,3 | 0.47 | 2.66 | 0.92 | 30 | 1.74 | 0 | 6.615 | 4.875 | 4.875 | opened
85 | SS 35/10 Stolovskaya | 4 | 0.64 | 0.52 | 24 hours | 0.12 | 0 | 4.2 | 4.08 | 4.08 | opened | 85 | SS 35/10 Stolovskaya | 4 | 0 | 0.64 | 0.52 | 24 hours | 0.12 | 0 | 4.2 | 4.08 | 4.08 | opened
86 | SS 35/10 Tulinovskaya | 2*2,5 | 1.41 |  |  | 1.41 | 0 | 2.625 | 1.215 | 1.215 | opened | 86 | SS 35/10 Tulinovskaya | 2*2,5 | 0 | 1.41 |  |  | 1.41 | 0 | 2.625 | 1.215 | 1.215 | opened
87 | SS 35/6 Macaroni factory | 1.6 | 0.16 |  |  | 0.16 | 0 | 1.68 | 1.52 | 1.52 | opened | 87 | SS 35/6 Macaroni factory | 1.6 | 0 | 0.16 |  |  | 0.16 | 0 | 1.68 | 1.52 | 1.52 | opened
88 | SS 35/10 Serebryakovskaya | 2*1,6 | 1.27 |  |  | 1.27 | 0 | 1.68 | 0.41 | 0.41 | opened | 88 | SS 35/10 Serebryakovskaya | 2*1,6 | 0 | 1.27 |  |  | 1.27 | 0 | 1.68 | 0.41 | 0.41 | opened
89 | SS 35/10 B.Doroga | 2*1,6 | 0.39 | 0.34 | 60 | 0.05 | 0 | 1.68 | 1.63 | 1.63 | opened | 89 | SS 35/10 B.Doroga | 2*1,6 | 0.11 | 0.5 | 0.34 | 60 | 0.16 | 0 | 1.68 | 1.52 | 1.52 | opened
90 | SS 35/10 B.Izberdeevskaya | 2*2,5 | 0.64 |  |  | 0.64 | 0 | 2.625 | 1.985 | 1.985 | opened | 90 | SS 35/10 B.Izberdeevskaya | 2*2,5 | 0 | 0.64 |  |  | 0.64 | 0 | 2.625 | 1.985 | 1.985 | opened
91 | SS 35/10 Vishnevskaya | 2*2,5 | 0.51 | 0.26 | 120 | 0.25 | 0 | 2.625 | 2.375 | 2.375 | opened | 91 | SS 35/10 Vishnevskaya | 2*2,5 | 0 | 0.51 | 0.26 | 120 | 0.25 | 0 | 2.625 | 2.375 | 2.375 | opened
92 | SS 35/10 Vyrubovskaya | 2*2,5 | 0.4 | 0.32 | 50 | 0.08 | 0 | 2.625 | 2.545 | 2.545 | opened | 92 | SS 35/10 Vyrubovskaya | 2*2,5 | 0 | 0.4 | 0.32 | 50 | 0.08 | 0 | 2.625 | 2.545 | 2.545 | opened
93 | SS 35/10 Glazkovskaya | 2*4 | 0.97 | 0.71 | 120 | 0.26 | 0 | 4.2 | 3.94 | 3.94 | opened | 93 | SS 35/10 Glazkovskaya | 2*4 | 0 | 0.97 | 0.71 | 120 | 0.26 | 0 | 4.2 | 3.94 | 3.94 | opened
94 | SS 35/10 Dmitirievskaya | 2*2,5 | 0.08 |  |  | 0.08 | 0 | 2.625 | 2.545 | 2.545 | opened | 94 | SS 35/10 Dmitirievskaya | 2*2,5 | 0 | 0.08 |  |  | 0.08 | 0 | 2.625 | 2.545 | 2.545 | opened
95 | SS 35/6 Donskaya | 6,3+10 | 4.59 | 3.65 | 24 hours | 0.94 | 0 | 6.615 | 5.675 | 5.675 | opened | 95 | SS 35/6 Donskaya | 6,3+10 | 0 | 4.59 | 3.65 | 24 hours | 0.94 | 0 | 6.615 | 5.675 | 5.675 | opened
96 | SS 35/10 Druzhba | 2.5 | 0.16 | 0.16 | 24 hours | 0 | 0 | 2.625 | 2.625 | 2.625 | opened | 96 | SS 35/10 Druzhba | 2.5 | 0 | 0.16 | 0.16 | 24 hours | 0 | 0 | 2.625 | 2.625 | 2.625 | opened
97 | SS 35/10 Ekaterininskaya | 2*2,5 | 0.2 | 0.23 | 120 | -0.03 | 0 | 2.625 | 2.655 | 2.655 | opened | 97 | SS 35/10 Ekaterininskaya | 2*2,5 | 0 | 0.2 | 0.23 | 120 | -0.03 | 0 | 2.625 | 2.655 | 2.655 | opened
98 | SS 35/10 Zhidilovskaya | 2,5+1,6 | 0.66 | 0.25 | 120 | 0.41 | 0 | 1.68 | 1.27 | 1.27 | opened | 98 | SS 35/10 Zhidilovskaya | 2,5+1,6 | 0 | 0.66 | 0.25 | 120 | 0.41 | 0 | 1.68 | 1.27 | 1.27 | opened
99 | SS 35/10 Izosimovskaya | 6,3+2,5 | 1.58 | 1.08 | 80 | 0.5 | 0 | 2.625 | 2.125 | 2.125 | opened | 99 | SS 35/10 Izosimovskaya | 6,3+2,5 | 0 | 1.58 | 1.08 | 80 | 0.5 | 0 | 2.625 | 2.125 | 2.125 | opened
100 | SS 35/10 KIM | 2,5+4 | 0.6 | 0.74 | 120 | -0.14 | 0 | 2.625 | 2.765 | 2.765 | opened | 100 | SS 35/10 KIM | 2,5+4 | 0.06 | 0.66 | 0.74 | 120 | -0.08 | 0 | 2.625 | 2.705 | 2.705 | opened
101 | SS 35/10 Klenskaya | 2*2,5 | 0.24 | 0.22 | 120 | 0.02 | 0 | 2.625 | 2.605 | 2.605 | opened | 101 | SS 35/10 Klenskaya | 2*2,5 | 0 | 0.24 | 0.22 | 120 | 0.02 | 0 | 2.625 | 2.605 | 2.605 | opened
102 | SS 35/10 Kozmodemyanovskaya | 2*2,5 | 0.57 | 0.6 | 120 | -0.03 | 0 | 2.625 | 2.655 | 2.655 | opened | 102 | SS 35/10 Kozmodemyanovskaya | 2*2,5 | 0 | 0.57 | 0.6 | 120 | -0.03 | 0 | 2.625 | 2.655 | 2.655 | opened
103 | SS 35/10 Komintern | 2*2,5 | 0.42 | 0.22 | 120 | 0.2 | 0 | 2.625 | 2.425 | 2.425 | opened | 103 | SS 35/10 Komintern | 2*2,5 | 0.71 | 1.13 | 0.22 | 120 | 0.91 | 0 | 2.625 | 1.715 | 1.715 | opened
104 | SS 35/10 Kochetovskaya | 6.3 | 0.32 | 0.2 | 24 hours | 0.12 | 0 | 6.615 | 6.495 | 6.495 | opened | 104 | SS 35/10 Kochetovskaya | 6.3 | 0 | 0.32 | 0.2 | 24 hours | 0.12 | 0 | 6.615 | 6.495 | 6.495 | opened
105 | SS 35/10 Nov.Vasilyevskaya | 2*2,5 | 0.15 | 0.14 | 120 | 0.01 | 0 | 2.625 | 2.615 | 2.615 | opened | 105 | SS 35/10 Nov.Vasilyevskaya | 2*2,5 | 0 | 0.15 | 0.14 | 120 | 0.01 | 0 | 2.625 | 2.615 | 2.615 | opened
106 | SS 35/10 Nov.Tarbeevskaya | 2.5 | 1.06 | 0.66 | 24 hours | 0.4 | 0 | 2.625 | 2.225 | 2.225 | opened | 106 | SS 35/10 Nov.Tarbeevskaya | 2.5 | 0 | 1.06 | 0.66 | 1 сутки | 0.4 | 0 | 2.625 | 2.225 | 2.225 | opened
107 | SS 35/10 Nov.Yuryevskaya | 2*1,6 | 0.39 | 0.28 | 120 | 0.11 | 0 | 1.68 | 1.57 | 1.57 | opened | 107 | SS 35/10 Nov.Yuryevskaya | 2*1,6 | 0 | 0.39 | 0.28 | 24 hours | 0.11 | 0 | 1.68 | 1.57 | 1.57 | opened
108 | SS 35/10 Petrovskaya | 2*4 | 2.9 | 1.2 | 120 | 1.7 | 0 | 4.2 | 2.5 | 2.5 | opened | 108 | SS 35/10 Petrovskaya | 2*4 | 0 | 2.9 | 1.2 | 120 | 1.7 | 0 | 4.2 | 2.5 | 2.5 | opened
109 | SS 35/10 Prigorodnaya | 2*5,6 | 0.9 | 0.62 | 120 | 0.28 | 0 | 5.88 | 5.6 | 5.6 | opened | 109 | SS 35/10 Prigorodnaya | 2*5,6 | 0 | 0.9 | 0.62 | 120 | 0.28 | 0 | 5.88 | 5.6 | 5.6 | opened
110 | SS 35/6 Progress | 2*10 | 11.35 |  |  | 11.35 | 0 | 10.5 | -0.85 | -0.85 | closed | 110 | SS 35/6 Progress | 2*10 | 0 | 11.35 |  |  | 11.35 | 0 | 10.5 | -0.85 | -0.85 | closed
111 | SS 35/10 Raninskaya | 1.6 | 0.27 | 0.32 | 24 hours | -0.05 | 0 | 1.68 | 1.73 | 1.73 | opened | 111 | SS 35/10 Raninskaya | 1.6 | 0.06 | 0.33 | 0.32 | 24 hours | 0.01 | 0 | 1.68 | 1.67 | 1.67 | opened
112 | SS 35/10 Rakhmaninskaya | 2*1,6 | 0.21 |  |  | 0.21 | 0 | 1.68 | 1.47 | 1.47 | opened | 112 | SS 35/10 Rakhmaninskaya | 2*1,6 | 0 | 0.21 |  |  | 0.21 | 0 | 1.68 | 1.47 | 1.47 | opened
113 | SS 35/10 Saburovskaya | 2*2,5 | 1.65 |  |  | 1.65 | 0 | 2.625 | 0.975 | 0.975 | opened | 113 | SS 35/10 Saburovskaya | 2*2,5 | 0 | 1.65 |  |  | 1.65 | 0 | 2.625 | 0.975 | 0.975 | opened
114 | SS 35/10 Sestryonskaya | 1.6 | 0.11 |  |  | 0.11 | 0 | 0 | -0.11 | -0.11 | closed | 114 | SS 35/10 Sestryonskaya | 1.6 | 0 | 0.11 |  |  | 0.11 | 0 | 0 | -0.11 | -0.11 | closed
115 | SS 35/10 Sitovskaya | 1.6 | 0.5 | 0.5 | 24 hours | 0 | 0 | 1.68 | 1.68 | 1.68 | opened | 115 | SS 35/10 Sitovskaya | 1.6 | 0 | 0.5 | 0.5 | 24 hours | 0 | 0 | 1.68 | 1.68 | 1.68 | opened
116 | SS 35/10 Skobelevskaya | 1.6 | 0.27 | 0.24 | 24 hours | 0.03 | 0 | 1.68 | 1.65 | 1.65 | opened | 116 | SS 35/10 Skobelevskaya | 1.6 | 0 | 0.27 | 0.24 | 24 hours | 0.03 | 0 | 1.68 | 1.65 | 1.65 | opened
117 | SS 35/10 Ustyinskaya | 2.5 | 1.25 | 1.06 | 24 hours | 0.19 | 0 | 2.625 | 2.435 | 2.435 | opened | 117 | SS 35/10 Ustyinskaya | 2.5 | 0 | 1.25 | 1.06 | 24 hours | 0.19 | 0 | 2.625 | 2.435 | 2.435 | opened
118 | SS 35/10 Yurlovskaya | 2*2,5 | 0.54 |  |  | 0.54 | 0 | 2.625 | 2.085 | 2.085 | opened | 118 | SS 35/10 Yurlovskaya | 2*2,5 | 0 | 0.54 |  |  | 0.54 | 0 | 2.625 | 2.085 | 2.085 | opened
119 | SS 35/10 Yablonovetskaya | 2*2,5 | 0.63 |  |  | 0.63 | 0 | 2.625 | 1.995 | 1.995 | opened | 119 | SS 35/10 Yablonovetskaya | 2*2,5 | 0 | 0.63 |  |  | 0.63 | 0 | 2.625 | 1.995 | 1.995 | opened
120 | SS 35/10 Agroprom | 2*4 | 1.22 |  |  | 1.22 | 0 | 4.2 | 2.98 | 2.98 | opened | 120 | SS 35/10 Agroprom | 2*4 | 0 | 1.22 |  |  | 1.22 | 0 | 4.2 | 2.98 | 2.98 | opened
121 | SS 35/10 Alekseevskaya | 1,6+2,5 | 0.28 |  |  | 0.28 | 0 | 1.68 | 1.4 | 1.4 | opened | 121 | SS 35/10 Alekseevskaya | 1,6+2,5 | 0 | 0.28 |  |  | 0.28 | 0 | 1.68 | 1.4 | 1.4 | opened
122 | SS 35/10 Vanovskaya | 2*2,5 | 0.1 | 0.07 | 80 | 0.03 | 0 | 2.625 | 2.595 | 2.595 | opened | 122 | SS 35/10 Vanovskaya | 2*2,5 | 0 | 0.1 | 0.07 | 80 | 0.03 | 0 | 2.625 | 2.595 | 2.595 | opened
123 | SS 35/10 Vyazhlinskaya | 1.8 | 0.72 | 0.81 | 24 hours | -0.09 | 0 | 1.89 | 1.98 | 1.98 | opened | 123 | SS 35/10 Vyazhlinskaya | 1.8 | 0 | 0.72 | 0.81 | 24 hours | -0.09 | 0 | 1.89 | 1.98 | 1.98 | opened
124 | SS 35/10 Kryukovskaya | 2*2,5 | 0.55 | 0.6593 | 120 | -0.1093 | 0 | 2.625 | 2.7343 | 2.7343 | opened | 124 | SS 35/10 Kryukovskaya | 2*2,5 | 0 | 0.55 | 0.6593 | 120 | -0.1093 | 0 | 2.625 | 2.7343 | 2.7343 | opened
125 | SS 35/6 Korshunovskaya | 2*2,5 | 0.43 |  |  | 0.43 | 0 | 2.625 | 2.195 | 2.195 | opened | 125 | SS 35/6 Korshunovskaya | 2*2,5 | 0 | 0.43 |  |  | 0.43 | 0 | 2.625 | 2.195 | 2.195 | opened
126 | SS 35/6 Lugovaya | 4 | 0.43 | 0.94977 | 24 hours | -0.51977 | 0 | 4.2 | 4.7198 | 4.7198 | opened | 126 | SS 35/6 Lugovaya | 4 | 0 | 0.43 | 0.94977 | 24 hours | -0.51977 | 0 | 4.2 | 4.7198 | 4.7198 | opened
127 | SS 35/10 Lyubvinskaya | 2*2,5 | 0.11 | 0.1467 | 120 | -0.036704 | 0 | 2.625 | 2.6617 | 2.6617 | opened | 127 | SS 35/10 Lyubvinskaya | 2*2,5 | 0 | 0.11 | 0.1467 | 120 | -0.036704 | 0 | 2.625 | 2.6617 | 2.6617 | opened
128 | SS 35/10 Morshanskaya | 2*4 | 2.66 |  |  | 2.66 | 0 | 4.2 | 1.54 | 1.54 | opened | 128 | SS 35/10 Morshanskaya | 2*4 | 0 | 2.66 |  |  | 2.66 | 0 | 4.2 | 1.54 | 1.54 | opened
129 | SS 35/10 Piterskaya | 2.5 | 1.05 | 0.93 | 24 hours | 0.12 | 0 | 2.625 | 2.505 | 2.505 | opened | 129 | SS 35/10 Piterskaya | 2.5 | 0 | 1.05 | 0.93 | 24 hours | 0.12 | 0 | 2.625 | 2.505 | 2.505 | opened
130 | SS 35/10 Rakshinskaya | 2*4 | 1.95 | 1.6137 | 80 | 0.33626 | 0 | 4.2 | 3.8637 | 3.8637 | opened | 130 | SS 35/10 Rakshinskaya | 2*4 | 0 | 1.95 | 1.6137 | 80 | 0.33626 | 0 | 4.2 | 3.8637 | 3.8637 | opened
131 | SS 35/10 Rybinskaya | 2*2,5 | 0.92 | 1.0536 | 80 | -0.13357 | 0 | 2.625 | 2.7586 | 2.7586 | opened | 131 | SS 35/10 Rybinskaya | 2*2,5 | 0 | 0.92 | 1.0536 | 80 | -0.13357 | 0 | 2.625 | 2.7586 | 2.7586 | opened
132 | SS 35/10 Serpovskaya | 2*2,5 | 0.84 | 0.7 | 120 | 0.14 | 0 | 2.625 | 2.485 | 2.485 | opened | 132 | SS 35/10 Serpovskaya | 2*2,5 | 0 | 0.84 | 0.7 | 120 | 0.14 | 0 | 2.625 | 2.485 | 2.485 | opened
133 | SS 35/10 St.Tomnikovskaya | 1 | 0.1 | 0.092555 | 24 hours | 0.007445 | 0 | 1.05 | 1.0426 | 1.0426 | opened | 133 | SS 35/10 St.Tomnikovskaya | 1 | 0 | 0.1 | 0.092555 | 24 hours | 0.007445 | 0 | 1.05 | 1.0426 | 1.0426 | opened
134 | SS 35/10 Chernitovskaya | 2.5 | 0.54 | 0.39963 | 24 hours | 0.14037 | 0 | 2.625 | 2.4846 | 2.4846 | opened | 134 | SS 35/10 Chernitovskaya | 2.5 | 0 | 0.54 | 0.39963 | 24 hours | 0.14037 | 0 | 2.625 | 2.4846 | 2.4846 | opened
135 | SS 35/10 Bondarskaya | 2*2,5 | 1.53 | 0.93 | 80 | 0.6 | 0 | 2.625 | 2.025 | 2.025 | opened | 135 | SS 35/10 Bondarskaya | 2*2,5 | 0.65 | 2.18 | 0.93 | 80 | 1.25 | 0 | 2.625 | 1.375 | 1.375 | opened
136 | SS 35/10 Vernadovskaya | 2,5+1,6 | 0.5 | 0.53457 | 80 | -0.03457 | 0 | 1.68 | 1.7146 | 1.7146 | opened | 136 | SS 35/10 Vernadovskaya | 2,5+1,6 | 0 | 0.5 | 0.53457 | 80 | -0.03457 | 0 | 1.68 | 1.7146 | 1.7146 | opened
137 | SS 35/10 Gagarinskaya | 2,5+1,6 | 0.15 | 0.14532 | 120 | 0.00468 | 0 | 1.68 | 1.6753 | 1.6753 | opened | 137 | SS 35/10 Gagarinskaya | 2,5+1,6 | 0 | 0.15 | 0.14532 | 120 | 0.00468 | 0 | 1.68 | 1.6753 | 1.6753 | opened
138 | SS 35/10 Egorovskaya | 2,5+3,2 | 0.44 | 0.71276 | 120 | -0.27276 | 0 | 2.625 | 2.8978 | 2.8978 | opened | 138 | SS 35/10 Egorovskaya | 2,5+3,2 | 0 | 0.44 | 0.71276 | 120 | -0.27276 | 0 | 2.625 | 2.8978 | 2.8978 | opened
139 | SS 35/10 Kershinskaya | 1,6+2,5 | 0.24 |  |  | 0.24 | 0 | 1.68 | 1.44 | 1.44 | opened | 139 | SS 35/10 Kershinskaya | 1,6+2,5 | 0 | 0.24 |  |  | 0.24 | 0 | 1.68 | 1.44 | 1.44 | opened
140 | SS 35/10 Kurovshchinskaya | 2*1,6 | 0.39 | 0.054495 | 120 | 0.3355 | 0 | 1.68 | 1.3445 | 1.3445 | opened | 140 | SS 35/10 Kurovshchinskaya | 2*1,6 | 0 | 0.39 | 0.054495 | 120 | 0.3355 | 0 | 1.68 | 1.3445 | 1.3445 | opened
141 | SS 35/10 Lipovskaya | 2.5 | 0.25 | 0.26988 | 24 hours | -0.01988 | 0 | 2.625 | 2.6449 | 2.6449 | opened | 141 | SS 35/10 Lipovskaya | 2.5 | 0 | 0.25 | 0.26988 | 24 hours | -0.01988 | 0 | 2.625 | 2.6449 | 2.6449 | opened
142 | SS 35/10 Lomovisskaya | 3,2+2,5 | 0.13 | 0.11 | 120 | 0.02 | 0 | 2.625 | 2.605 | 2.605 | opened | 142 | SS 35/10 Lomovisskaya | 3,2+2,5 | 0 | 0.13 | 0.11 | 120 | 0.02 | 0 | 2.625 | 2.605 | 2.605 | opened
143 | SS 35/10 Mitropolskaya | 2.5 | 0.2 | 0.28 | 24 hours | -0.08 | 0 | 2.625 | 2.705 | 2.705 | opened | 143 | SS 35/10 Mitropolskaya | 2.5 | 0.47 | 0.67 | 0.28 | 24 hours | 0.39 | 0 | 2.625 | 2.235 | 2.235 | opened
144 | SS 35/10 P.Uglovskaya | 1.6 | 0.36 | 0.35292 | 24 hours | 0.00708 | 0 | 1.68 | 1.6729 | 1.6729 | opened | 144 | SS 35/10 P.Uglovskaya | 1.6 | 0 | 0.36 | 0.35292 | 24 hours | 0.00708 | 0 | 1.68 | 1.6729 | 1.6729 | opened
145 | SS 35/10 Rudovskaya | 2*2,5 | 0.29 |  |  | 0.29 | 0 | 2.625 | 2.335 | 2.335 | opened | 145 | SS 35/10 Rudovskaya | 2*2,5 | 0 | 0.29 |  |  | 0.29 | 0 | 2.625 | 2.335 | 2.335 | opened
146 | SS 35/10 V.Yaroslavskaya | 2.5 | 0.31 | 0.23 | 24 hours | 0.08 | 0 | 2.625 | 2.545 | 2.545 | opened | 146 | SS 35/10 V.Yaroslavskaya | 2.5 | 0 | 0.31 | 0.23 | 24 hours | 0.08 | 0 | 2.625 | 2.545 | 2.545 | opened
147 | SS 35/10 Degtyanskaya | 2.5 | 1.16 | 0.9 | 24 hours | 0.26 | 0 | 2.625 | 2.365 | 2.365 | opened | 147 | SS 35/10 Degtyanskaya | 2.5 | 0 | 1.16 | 0.9 | 24 hours | 0.26 | 0 | 2.625 | 2.365 | 2.365 | opened
148 | SS 35/10 Zelenaya-2 | 1.6 | 0.27 | 0.17992 | 24 hours | 0.09008 | 0 | 1.68 | 1.5899 | 1.5899 | opened | 148 | SS 35/10 Zelenaya-2 | 1.6 | 0 | 0.27 | 0.17992 | 24 hours | 0.09008 | 0 | 1.68 | 1.5899 | 1.5899 | opened
149 | SS 35/10 Kulevatovskaya | 2*4 | 1.99 | 1.81 | 80 | 0.18 | 0 | 4.2 | 4.02 | 4.02 | opened | 149 | SS 35/10 Kulevatovskaya | 2*4 | 0 | 1.99 | 1.81 | 80 | 0.18 | 0 | 4.2 | 4.02 | 4.02 | opened
150 | SS 35/10 Lamskaya | 4+2,5 | 0.46 | 0.20362 | 120 | 0.25638 | 0 | 2.625 | 2.3686 | 2.3686 | opened | 150 | SS 35/10 Lamskaya | 4+2,5 | 0 | 0.46 | 0.20362 | 120 | 0.25638 | 0 | 2.625 | 2.3686 | 2.3686 | opened
151 | SS 35/10 Gryaznovskaya | 2*2,5 | 0.07 |  |  | 0.07 | 0 | 2.625 | 2.555 | 2.555 | opened | 151 | SS 35/10 Gryaznovskaya | 2*2,5 | 0 | 0.07 |  |  | 0.07 | 0 | 2.625 | 2.555 | 2.555 | opened
152 | SS 35/10 Otyasskaya | 2*2,5 | 0.51 | 0.39963 | 120 | 0.11037 | 0 | 2.625 | 2.5146 | 2.5146 | opened | 152 | SS 35/10 Otyasskaya | 2*2,5 | 0 | 0.51 | 0.39963 | 120 | 0.11037 | 0 | 2.625 | 2.5146 | 2.5146 | opened
153 | SS 35/10 P.Vasilyevskaya | 1.6 | 0.09 | 0.1903 | 24 hours | -0.1003 | 0 | 1.68 | 1.7803 | 1.7803 | opened | 153 | SS 35/10 P.Vasilyevskaya | 1.6 | 0 | 0.09 | 0.1903 | 24 hours | -0.1003 | 0 | 1.68 | 1.7803 | 1.7803 | opened
154 | SS 35/10 Podlesnaya | 2*2,5 | 0.45 | 0.41935 | 120 | 0.030648 | 0 | 2.625 | 2.5944 | 2.5944 | opened | 154 | SS 35/10 Podlesnaya | 2*2,5 | 0 | 0.45 | 0.41935 | 120 | 0.030648 | 0 | 2.625 | 2.5944 | 2.5944 | opened
155 | SS 35/10 Tr.Roslyayskaya (Moscow region power grid company) | 2*2,5 | 0.33 | 0.38146 | 120 | -0.051465 | 0 | 2.625 | 2.6765 | 2.6765 | opened | 155 | SS 35/10 Tr.Roslyayskaya (Moscow region power grid company) | 2*2,5 | 0 | 0.33 | 0.38146 | 120 | -0.051465 | 0 | 2.625 | 2.6765 | 2.6765 | opened
156 | SS 35/10 Zherdevskaya | 10 | 2.75 | 2.25 | 24 hours | 0.5 | 0 | 10.5 | 10 | 10 | opened | 156 | SS 35/10 Zherdevskaya | 10 | 0 | 2.75 | 2.25 | 24 hours | 0.5 | 0 | 10.5 | 10 | 10 | opened
157 | SS 35/10 Sukmanovskaya | 2*2,5 | 0.21 |  |  | 0.21 | 0 | 2.625 | 2.415 | 2.415 | opened | 157 | SS 35/10 Sukmanovskaya | 2*2,5 | 0 | 0.21 |  |  | 0.21 | 0 | 2.625 | 2.415 | 2.415 | opened
158 | SS 35/10 Tugolukovskaya | 2,5+4 | 0.49 | 0.29 | 120 | 0.2 | 0 | 2.625 | 2.425 | 2.425 | opened | 158 | SS 35/10 Tugolukovskaya | 2,5+4 | 0.07 | 0.56 | 0.29 | 120 | 0.27 | 0 | 2.625 | 2.355 | 2.355 | opened
159 | SS 35/10 Artemovskaya | 2*2,5 | 0.54 | 0.35 | 120 | 0.19 | 0 | 2.625 | 2.435 | 2.435 | opened | 159 | SS 35/10 Artemovskaya | 2*2,5 | 0 | 0.54 | 0.35 | 120 | 0.19 | 0 | 2.625 | 2.435 | 2.435 | opened
160 | SS 35/10 RSKhO | 2,5+4 | 1.24 | 1.16 | 80 | 0.08 | 0 | 2.625 | 2.545 | 2.545 | opened | 160 | SS 35/10 RSKhO | 2,5+4 | 0 | 1.24 | 1.16 | 80 | 0.08 | 0 | 2.625 | 2.545 | 2.545 | opened
161 | SS 35/10 Maksimovskaya | 2*1,6 | 0.16 | 0.18 | 120 | -0.02 | 0 | 1.68 | 1.7 | 1.7 | opened | 161 | SS 35/10 Maksimovskaya | 2*1,6 | 0 | 0.16 | 0.18 | 120 | -0.02 | 0 | 1.68 | 1.7 | 1.7 | opened
162 | SS 35/10 Burnakskaya | 5,6+6,3 | 3.44 |  |  | 3.44 | 0 | 5.88 | 2.44 | 2.44 | opened | 162 | SS 35/10 Burnakskaya | 5,6+6,3 | 0 | 3.44 |  |  | 3.44 | 0 | 5.88 | 2.44 | 2.44 | opened
163 | SS 35/10 Poletaevskaya | 2*4 | 0.29 | 0.19 | 120 | 0.1 | 2.18 | 4.2 | 1.92 | 1.92 | opened | 163 | SS 35/10 Poletaevskaya | 2*4 | 0 | 0.29 | 0.19 | 120 | 0.1 | 2.18 | 4.2 | 1.92 | 1.92 | opened
164 | SS 35/10 T.Roslyayskaya (Housing and Utilities System) | 4+2,5 | 0.71 |  |  | 0.71 | 0 | 4.2 | 3.49 | 3.49 | opened | 164 | SS 35/10 T.Roslyayskaya (Housing and Utilities System) | 4+2,5 | 0.29 | 1 |  |  | 1 | 0 | 4.2 | 3.2 | 3.2 | opened
165 | SS 35/10 Pioner | 1,6+2,5 | 1.16 | 0.72 | 60 | 0.44 | 0 | 1.68 | 1.24 | 1.24 | opened | 165 | SS 35/10 Pioner | 1,6+2,5 | 0 | 1.16 | 0.72 | 60 | 0.44 | 0 | 1.68 | 1.24 | 1.24 | opened
166 | SS 35/10 Lvovskaya | 2*2,5 | 0.6 | 0.47 | 120 | 0.13 | 0 | 2.625 | 2.495 | 2.495 | opened | 166 | SS 35/10 Lvovskaya | 2*2,5 | 0 | 0.6 | 0.47 | 120 | 0.13 | 0 | 2.625 | 2.495 | 2.495 | opened
167 | SS 35/10 Nadezhdinskaya | 1.6 | 0.39 | 0.28 | 24 hours | 0.11 | 0 | 1.68 | 1.57 | 1.57 | opened | 167 | SS 35/10 Nadezhdinskaya | 1.6 | 0 | 0.39 | 0.28 | 24 hours | 0.11 | 0 | 1.68 | 1.57 | 1.57 | opened
168 | SS 35/10 Kuleshovskaya | 2.5 | 0.42 | 0.26 | 24 hours | 0.16 | 0 | 2.625 | 2.465 | 2.465 | opened | 168 | SS 35/10 Kuleshovskaya | 2.5 | 0 | 0.42 | 0.26 | 24 hours | 0.16 | 0 | 2.625 | 2.465 | 2.465 | opened
169 | SS 35/10 Chernyaevskaya | 4+2,5 | 1.51 |  |  | 1.51 | 0 | 2.625 | 1.115 | 1.115 | opened | 169 | SS 35/10 Chernyaevskaya | 4+2,5 | 0 | 1.51 |  |  | 1.51 | 0 | 2.625 | 1.115 | 1.115 | opened
170 | SS 35/10 Ivanovskaya (Housing and Utilities System) | 2*2,5 | 0.62 |  |  | 0.62 | 0 | 2.625 | 2.005 | 2.005 | opened | 170 | SS 35/10 Ivanovskaya (Housing and Utilities System) | 2*2,5 | 0 | 0.62 |  |  | 0.62 | 0 | 2.625 | 2.005 | 2.005 | opened
171 | SS 35/10 Shulginskaya | 2*4 | 0.77 | 0.02 | 120 | 0.75 | 0 | 4.2 | 3.45 | 3.45 | opened | 171 | SS 35/10 Shulginskaya | 2*4 | 0 | 0.77 | 0.02 | 120 | 0.75 | 0 | 4.2 | 3.45 | 3.45 | opened
172 | SS 35/10 Lavrovskaya | 2*2,5 | 0.13 |  |  | 0.13 | 0 | 2.625 | 2.495 | 2.495 | opened | 172 | SS 35/10 Lavrovskaya | 2*2,5 | 0 | 0.13 |  |  | 0.13 | 0 | 2.625 | 2.495 | 2.495 | opened
173 | SS 35/10 N.Sergievskaya | 3.2 | 0.58 | 0.49 | 24 hours | 0.09 | 0 | 3.36 | 3.27 | 3.27 | opened | 173 | SS 35/10 N.Sergievskaya | 3.2 | 0 | 0.58 | 0.49 | 24 hours | 0.09 | 0 | 3.36 | 3.27 | 3.27 | opened
174 | SS 35/10 Kamenskaya | 2*2,5 | 0.44 |  |  | 0.44 | 0 | 2.625 | 2.185 | 2.185 | opened | 174 | SS 35/10 Kamenskaya | 2*2,5 | 0 | 0.44 |  |  | 0.44 | 0 | 2.625 | 2.185 | 2.185 | opened
175 | SS 35/10 Protasovskaya | 4+2,5 | 0.38 |  |  | 0.38 | 0 | 2.625 | 2.245 | 2.245 | opened | 175 | SS 35/10 Protasovskaya | 4+2,5 | 0 | 0.38 |  |  | 0.38 | 0 | 2.625 | 2.245 | 2.245 | opened
176 | SS 35/10 Chakinskaya | 4 | 0.72 |  |  | 0.72 | 0 | 0 | -0.72 | -0.72 | closed | 176 | SS 35/10 Chakinskaya | 4 | 0 | 0.72 |  |  | 0.72 | 0 | 0 | -0.72 | -0.72 | closed
177 | SS 35/10 Lukinskaya | 2.5 | 0.26 | 0.22 | 24 hours | 0.04 | 0 | 2.625 | 2.585 | 2.585 | opened | 177 | SS 35/10 Lukinskaya | 2.5 | 0 | 0.26 | 0.22 | 24 hours | 0.04 | 0 | 2.625 | 2.585 | 2.585 | opened
178 | SS 35/10 Zolotovskaya | 2.5 | 0.38 | 0.37 | 24 hours | 0.01 | 0 | 2.625 | 2.615 | 2.615 | opened | 178 | SS 35/10 Zolotovskaya | 2.5 | 0 | 0.38 | 0.37 | 24 hours | 0.01 | 0 | 2.625 | 2.615 | 2.615 | opened
179 | SS 35/10 Mozdokskaya | 2.5 | 0.2 |  |  | 0.2 | 0 | 0 | -0.2 | -0.2 | closed | 179 | SS 35/10 Mozdokskaya | 2.5 | 0 | 0.2 |  |  | 0.2 | 0 | 0 | -0.2 | -0.2 | closed
180 | SS 35/10 Oblovskaya | 2*2,5 | 0.37 | 0.65 | 120 | -0.28 | 0 | 2.625 | 2.905 | 2.905 | opened | 180 | SS 35/10 Oblovskaya | 2*2,5 | 0 | 0.37 | 0.65 | 120 | -0.28 | 0 | 2.625 | 2.905 | 2.905 | opened
181 | SS 35/10 V.Vershinskaya | 2,5+4 | 0.38 | 0.07 | 120 | 0.31 | 0 | 2.625 | 2.315 | 2.315 | opened | 181 | SS 35/10 V.Vershinskaya | 2,5+4 | 0 | 0.38 | 0.07 | 120 | 0.31 | 0 | 2.625 | 2.315 | 2.315 | opened
182 | SS 35/10 Luchevskaya | 2,5+1,6 | 0.13 |  |  | 0.13 | 0 | 1.68 | 1.55 | 1.55 | opened | 182 | SS 35/10 Luchevskaya | 2,5+1,6 | 0 | 0.13 |  |  | 0.13 | 0 | 1.68 | 1.55 | 1.55 | opened
183 | SS 35/10 Olshanskaya | 4+2,5 | 1.28 | 0.32 | 120 | 0.96 | 0 | 2.625 | 1.665 | 1.665 | opened | 183 | SS 35/10 Olshanskaya | 4+2,5 | 0 | 1.28 | 0.32 | 120 | 0.96 | 0 | 2.625 | 1.665 | 1.665 | opened
184 | SS 35/10 Pavlodarskaya | 2.5 | 0.41 | 0.1 | 24 hours | 0.31 | 0 | 2.625 | 2.315 | 2.315 | opened | 184 | SS 35/10 Pavlodarskaya | 2.5 | 0 | 0.41 | 0.1 | 24 hours | 0.31 | 0 | 2.625 | 2.315 | 2.315 | opened
185 | SS 35/10 Berezovskaya | 2*2,5 | 0.21 |  |  | 0.21 | 0 | 2.625 | 2.415 | 2.415 | opened | 185 | SS 35/10 Berezovskaya | 2*2,5 | 0 | 0.21 |  |  | 0.21 | 0 | 2.625 | 2.415 | 2.415 | opened
186 | SS 35/10 K.Zvezdinskaya | 2*1,6 | 0.29 | 0.29 | 120 | 0 | 0 | 1.68 | 1.68 | 1.68 | opened | 186 | SS 35/10 K.Zvezdinskaya | 2*1,6 | 0 | 0.29 | 0.29 | 120 | 0 | 0 | 1.68 | 1.68 | 1.68 | opened
187 | SS 35/10 Prudkovskaya | 1,6+2,5 | 0.3 |  |  | 0.3 | 0 | 1.68 | 1.38 | 1.38 | opened | 187 | SS 35/10 Prudkovskaya | 1,6+2,5 | 0 | 0.3 |  |  | 0.3 | 0 | 1.68 | 1.38 | 1.38 | opened
188 | SS 35/10 Shapkinskaya | 2*4 | 0.51 |  |  | 0.51 | 0 | 4.2 | 3.69 | 3.69 | opened | 188 | SS 35/10 Shapkinskaya | 2*4 | 0 | 0.51 |  |  | 0.51 | 0 | 4.2 | 3.69 | 3.69 | opened
189 | SS 35/10 Maryinskaya | 2*1,6 | 0.23 | 0.25 | 120 | -0.02 | 0 | 1.68 | 1.7 | 1.7 | opened | 189 | SS 35/10 Maryinskaya | 2*1,6 | 0 | 0.23 | 0.25 | 120 | -0.02 | 0 | 1.68 | 1.7 | 1.7 | opened
190 | SS 35/10 Irskaya | 1,6+2,5 | 0.34 | 0.345 | 120 | -0.005 | 0 | 1.68 | 1.685 | 1.685 | opened | 190 | SS 35/10 Irskaya | 1,6+2,5 | 0 | 0.34 | 0.345 | 120 | -0.005 | 0 | 1.68 | 1.685 | 1.685 | opened
191 | SS 35/10 Zavodskaya | 2*4 | 0.73 | 1.25 | 120 | -0.52 | 0 | 4.2 | 4.72 | 4.72 | opened | 191 | SS 35/10 Zavodskaya | 2*4 | 0 | 0.73 | 1.25 | 120 | -0.52 | 0 | 4.2 | 4.72 | 4.72 | opened
192 | SS 35/10 Kalaisskaya | 2.5 | 0.5 | 0.58 | 24 hours | -0.08 | 0 | 2.625 | 2.705 | 2.705 | opened | 192 | SS 35/10 Kalaisskaya | 2.5 | 0 | 0.5 | 0.58 | 24 hours | -0.08 | 0 | 2.625 | 2.705 | 2.705 | opened
193 | SS 35/10 Sokolovskaya | 2*2,5 | 1.71 | 1.02 | 80 | 0.69 | 0 | 2.625 | 1.935 | 1.935 | opened | 193 | SS 35/10 Sokolovskaya | 2*2,5 | 0 | 1.71 | 1.02 | 80 | 0.69 | 0 | 2.625 | 1.935 | 1.935 | opened
194 | SS 35/10 Veterinarnaya | 2.5 | 0.13 | 0.13 | 24 hours | 0 | 0 | 2.625 | 2.625 | 2.625 | opened | 194 | SS 35/10 Veterinarnaya | 2.5 | 0 | 0.13 | 0.13 | 24 hours | 0 | 0 | 2.625 | 2.625 | 2.625 | opened
195 | SS 35/10 Glukhovskaya | 2.5 | 0.08 | 0.09 | 24 hours | -0.01 | 0 | 2.625 | 2.635 | 2.635 | opened | 195 | SS 35/10 Glukhovskaya | 2.5 | 0 | 0.08 | 0.09 | 24 hours | -0.01 | 0 | 2.625 | 2.635 | 2.635 | opened
196 | SS 35/10 Orzhevskaya | 2.5 | 0.55 | 0.47 | 24 hours | 0.08 | 0 | 2.625 | 2.545 | 2.545 | opened | 196 | SS 35/10 Orzhevskaya | 2.5 | 0 | 0.55 | 0.47 | 24 hours | 0.08 | 0 | 2.625 | 2.545 | 2.545 | opened
197 | SS 35/10 Umyotskaya | 2*4 | 1.64 | 1.54 | 120 | 0.1 | 0 | 4.2 | 4.1 | 4.1 | opened | 197 | SS 35/10 Umyotskaya | 2*4 | 0 | 1.64 | 1.54 | 120 | 0.1 | 0 | 4.2 | 4.1 | 4.1 | opened
198 | SS 35/10 Gavrilovskaya | 2*4 | 1.37 | 0.996 | 120 | 0.374 | 0 | 4.2 | 3.826 | 3.826 | opened | 198 | SS 35/10 Gavrilovskaya | 2*4 | 0.29 | 1.66 | 0.996 | 120 | 0.664 | 0 | 4.2 | 3.536 | 3.536 | opened
199 | SS 35/10 Peresypkinskaya | 2*2,5 | 0.73 | 0.76 | 80 | -0.03 | 0 | 2.625 | 2.655 | 2.655 | opened | 199 | SS 35/10 Peresypkinskaya | 2*2,5 | 0 | 0.73 | 0.76 | 80 | -0.03 | 0 | 2.625 | 2.655 | 2.655 | opened
200 | SS 35/10 Annenskaya | 2*2,5 | 1.18 | 0.806 | 80 | 0.374 | 0 | 2.625 | 2.251 | 2.251 | opened | 200 | SS 35/10 Annenskaya | 2*2,5 | 0 | 1.18 | 0.806 | 80 | 0.374 | 0 | 2.625 | 2.251 | 2.251 | opened
201 | SS 35/10 Filatovskaya | 2*2,5 | 0.5 | 0.33 | 120 | 0.17 | 0 | 2.625 | 2.455 | 2.455 | opened | 201 | SS 35/10 Filatovskaya | 2*2,5 | 0 | 0.5 | 0.33 | 120 | 0.17 | 0 | 2.625 | 2.455 | 2.455 | opened
202 | SS 35/10 Nikitinskaya | 2,5+1,6 | 0.21 | 0.135 | 120 | 0.075 | 0 | 1.68 | 1.605 | 1.605 | opened | 202 | SS 35/10 Nikitinskaya | 2,5+1,6 | 0 | 0.21 | 0.135 | 120 | 0.075 | 0 | 1.68 | 1.605 | 1.605 | opened
203 | SS 35/10 Balykleyskaya | 2*2,5 | 1.28 | 0.414 | 120 | 0.866 | 0 | 2.625 | 1.759 | 1.759 | opened | 203 | SS 35/10 Balykleyskaya | 2*2,5 | 0 | 1.28 | 0.414 | 120 | 0.866 | 0 | 2.625 | 1.759 | 1.759 | opened
204 | SS 35/10 Karavainskaya | 2*1,6 | 0.54 | 0.548 | 80 | -0.008 | 0 | 1.68 | 1.688 | 1.688 | opened | 204 | SS 35/10 Karavainskaya | 2*1,6 | 0 | 0.54 | 0.548 | 80 | -0.008 | 0 | 1.68 | 1.688 | 1.688 | opened
205 | SS 35/10 Poultry plant | 2*2,5 |  |  |  | 0 | 0 | 2.625 | 2.625 | 2.625 | opened | 205 | SS 35/10 Poultry plant | 2*2,5 | 0 | 0 |  |  | 0 | 0 | 2.625 | 2.625 | 2.625 | opened
206 | SS 35/10 Pavlovskaya | 3.2 | 0.28 | 0.28 | 24 hours | 0 | 0 | 3.36 | 3.36 | 3.36 | opened | 206 | SS 35/10 Pavlovskaya | 3.2 | 0 | 0.28 | 0.28 | 24 hours | 0 | 0 | 3.36 | 3.36 | 3.36 | opened
| Total: | 369/2447,7 | 547.68 | [8 empty] | 2: Total:; 3: 370/2451,7; 4: 0; 5: 558.64
| deficit | [8 empty] | -6.12 |  | 2: deficit; 4: 0; Мин. 12: -2.8
| proficit | [8 empty] | 943.612 |  | 2: proficit; 4: 0; Мин. 12: 942.762

## Тверьэнерго
table 1 | [21 empty] | table 2
No. | Object of main substation, voltage class | Current deficit | [8 empty] | Note | Load percentage to nominal capacity, % | No. | Object of main substation, voltage class | Expected deficit/proficit | [9 empty] | Note | Load percentage to nominal capacity, % | PD
|  | Installed power capacity of transformers Sуst. including their number, pcs/ MVA | Summary total capacity of central substation following the results of measurements of load maximal Sмах , MVA | Total capacity redistributed according to operating rules, MVA for the time period |  | Total capacity including re-distribution, MVA | Limiting factors, MVA | Permissible load accounted in the n-1 mode, MVA | Deficit /proficit of main substation, MVA | [5 empty] | Installed power capacity of transformers Sуst. Including their number in future providing that technical specifications at TS or other actions concerning reconstruction of main substation are fulfilled pcs/ MVA | Additional capacity according to provided technical specifications at TS, MVA | Expected load at main substation , MVA | Total redistributed capacity in future including fulfillment of measures of technical specifications or other measures relating to reconstruction of network, investment programs etc. |  | Total capacity including re-distribution, MVA | Limiting factors, MVA | Permissible load accounted in the n-1 mode, MVA | Deficit / proficit of main substation, MVA
|  |  |  | МVА | Мin. | [12 empty] | MVA | Min.
1 | 2 | 3 | 4 | 5 | 6 | 7 | 8 | 9 | 10 | 11 | 12 | 13 | 1 | 2 | 3 | 4 | 5 | 6 | 7 | 8 | 9 | 10 | 11 | 12 | 13 | 14 | 15
1 | SS Alekseykovo 35/10 kv | 1.6 | 0.7 | 0.9 | 24 hours | 0.9 | 0 | 0.9 | 0.2 | 0.2 |  | 41.6667 | 1 | SS Alekseykovo 35/10 kv | 1.6 | 0 | 0.7 | 0.9 | 24 hours | 0.9 | 0 | 0.9 | 0.2 | 0.2 |  | 41.6667 | Bezhetskie power grids
2 | SS Belyznitsy 35/10 kv | 2.5 | 0.5 | 1.4 | 24 hours | 1.4 | 0 | 1.4 | 0.9 | 0.9 |  | 19.0476 | 2 | SS Belyznitsy 35/10 kv | 2.5 | 0 | 0.5 | 1.4 | 24 hours | 1.4 | 0 | 1.4 | 0.9 | 0.9 |  | 19.0476 | Bezhetskie power grids
3 | SS Borisovskoe 35/10 kv | 1 | 0.2 | 0 |  | 0 | 0 | 0 | -0.2 | -0.2 | MS is closed | 19.0476 | 3 | SS Borisovskoe 35/10 kv | 1 | 0 | 0.2 | 0 |  | 0 | 0 | 0 | -0.2 | -0.2 | MS is closed | 19.0476 | Bezhetskie power grids
4 | SS Vysokusha 35/10 kv | 2.5 | 0.2 | 0.89 | 24 hours | 0.89 | 0 | 0.89 | 0.69 | 0.69 |  | 7.619 | 4 | SS Vysokusha 35/10 kv | 2.5 | 0 | 0.2 | 0.89 | 24 hours | 0.89 | 0 | 0.89 | 0.69 | 0.69 |  | 7.619 | Bezhetskie power grids
5 | SS Hotel 35/10 kv | 1.6 | 0.2 | 0 |  | 0 | 0 | 0 | -0.2 | -0.2 | MS is closed | 11.9048 | 5 | SS Hotel 35/10 kv | 1.6 | 0 | 0.2 | 0 |  | 0 | 0 | 0 | -0.2 | -0.2 | MS is closed | 11.9048 | Bezhetskie power grids
6 | SS Grigorovo 35/10 kv | 2.5 | 0.2 | 0.81 | 24 hours | 0.81 | 0 | 0.81 | 0.61 | 0.61 |  | 7.619 | 6 | SS Grigorovo 35/10 kv | 2.5 | 0 | 0.2 | 0.81 | 24 hours | 0.81 | 0 | 0.81 | 0.61 | 0.61 |  | 7.619 | Bezhetskie power grids
7 | SS Deledino 35/10 kv | 4 | 0.2 | 0.7 | 24 hours | 0.7 | 0 | 0.7 | 0.5 | 0.5 |  | 4.7619 | 7 | SS Deledino 35/10 kv | 4 | 0 | 0.2 | 0.7 | 24 hours | 0.7 | 0 | 0.7 | 0.5 | 0.5 |  | 4.7619 | Bezhetskie power grids
8 | SS Zaramenye 35/10 kv | 1.6 | 0.45 | 1 | 24 hours | 1 | 0 | 1 | 0.55 | 0.55 |  | 26.7857 | 8 | SS Zaramenye 35/10 kv | 1.6 | 0 | 0.45 | 1 | 24 hours | 1 | 0 | 1 | 0.55 | 0.55 |  | 26.7857 | Bezhetskie power grids
9 | SS Zoby 35/10 kv | 4 | 0.2 | 2.9 | 24 hours | 2.9 | 0 | 2.9 | 2.7 | 2.7 |  | 4.7619 | 9 | SS Zoby 35/10 kv | 4 | 0 | 0.2 | 2.9 | 24 hours | 2.9 | 0 | 2.9 | 2.7 | 2.7 |  | 4.7619 | Bezhetskie power grids
10 | SS Koy 35/10 kv | 1.6 | 0.2 | 0.7 | 24 hours | 0.7 | 0 | 0.7 | 0.5 | 0.5 |  | 11.9048 | 10 | SS Koy 35/10 kv | 1.6 | 0 | 0.2 | 0.7 | 24 hours | 0.7 | 0 | 0.7 | 0.5 | 0.5 |  | 11.9048 | Bezhetskie power grids
11 | SS Ladozhskoe 35/10 kv | 1.6 | 0.16 | 1.2 | 24 hours | 1.2 | 0 | 1.2 | 1.04 | 1.04 |  | 9.5238 | 11 | SS Ladozhskoe 35/10 kv | 1.6 | 0.125 | 0.285 | 1.2 | 24 hours | 1.2 | 0 | 1.2 | 0.915 | 0.915 |  | 16.9643 | Bezhetskie power grids
12 | SS Litvinovo 35/10 kv | 4 | 0.2 | 0.9 | 24 hours | 0.9 | 0 | 0.9 | 0.7 | 0.7 |  | 4.7619 | 12 | SS Litvinovo 35/10 kv | 4 | 0 | 0.2 | 0.9 | 24 hours | 0.9 | 0 | 0.9 | 0.7 | 0.7 |  | 4.7619 | Bezhetskie power grids
13 | SS Loshchemlya 35/10 kv | 2.5 | 0.4 | 0.8 | 24 hours | 0.8 | 0 | 0.8 | 0.4 | 0.4 |  | 15.2381 | 13 | SS Loshchemlya 35/10 kv | 2.5 | 0 | 0.4 | 0.8 | 24 hours | 0.8 | 0 | 0.8 | 0.4 | 0.4 |  | 15.2381 | Bezhetskie power grids
14 | SS Lyubegoshchi 35/10 kv | 1.8 | 0.4 | 1.3 | 24 hours | 1.3 | 0 | 1.3 | 0.9 | 0.9 |  | 21.164 | 14 | SS Lyubegoshchi 35/10 kv | 1.8 | 0 | 0.4 | 1.3 | 24 hours | 1.3 | 0 | 1.3 | 0.9 | 0.9 |  | 21.164 | Bezhetskie power grids
15 | SS Martynovo 35/10 kv | 1.6 | 0.2 | 0.73 | 24 hours | 0.73 | 0 | 0.73 | 0.53 | 0.53 |  | 11.9048 | 15 | SS Martynovo 35/10 kv | 1.6 | 0 | 0.2 | 0.73 | 24 hours | 0.73 | 0 | 0.73 | 0.53 | 0.53 |  | 11.9048 | Bezhetskie power grids
16 | SS Mikhailovskoe 35/10 kv | 2.5 | 0.36 | 1.3 | 24 hours | 1.3 | 0 | 1.3 | 0.94 | 0.94 |  | 13.7143 | 16 | SS Mikhailovskoe 35/10 kv | 2.5 | 0 | 0.36 | 1.3 | 24 hours | 1.3 | 0 | 1.3 | 0.94 | 0.94 |  | 13.7143 | Bezhetskie power grids
17 | SS Morozovo 35/10 kv | 2.5 | 0.3 | 0.9 | 24 hours | 0.9 | 0 | 0.9 | 0.6 | 0.6 |  | 11.4286 | 17 | SS Morozovo 35/10 kv | 2.5 | 0 | 0.3 | 0.9 | 24 hours | 0.9 | 0 | 0.9 | 0.6 | 0.6 |  | 11.4286 | Bezhetskie power grids
18 | SS Popovka 35/10 kv | 1 | 0.1 | 0.7 | 24 hours | 0.7 | 0 | 0.7 | 0.6 | 0.6 |  | 9.5238 | 18 | SS Popovka 35/10 kv | 1 | 0 | 0.1 | 0.7 | 24 hours | 0.7 | 0 | 0.7 | 0.6 | 0.6 |  | 9.5238 | Bezhetskie power grids
19 | SS Romantsevo 35/10 kv | 4 | 0.2 | 0.7 | 24 hours | 0.7 | 0 | 0.7 | 0.5 | 0.5 |  | 4.7619 | 19 | SS Romantsevo 35/10 kv | 4 | 0.026875 | 0.22687 | 0.7 | 24 hours | 0.7 | 0 | 0.7 | 0.47313 | 0.47313 |  | 5.4018 | Bezhetskie power grids
20 | SS Staroe Sandovo 35/10 kv | 2.5 | 0.2 | 0.6 | 24 hours | 0.6 | 0 | 0.6 | 0.4 | 0.4 |  | 7.619 | 20 | SS Staroe Sandovo 35/10 kv | 2.5 | 0 | 0.2 | 0.6 | 24 hours | 0.6 | 0 | 0.6 | 0.4 | 0.4 |  | 7.619 | Bezhetskie power grids
21 | SS Sukromny 35/10 kv | 1.6 | 0.8 | 0.7 | 24 hours | 0.7 | 0 | 0.7 | -0.1 | -0.1 | MS is closed | 47.619 | 21 | SS Sukromny 35/10 kv | 1.6 | 0 | 0.8 | 0.7 | 24 hours | 0.7 | 0 | 0.7 | -0.1 | -0.1 | MS is closed | 47.619 | Bezhetskie power grids
22 | SS Tebleshi 35/10 kv | 2.5 | 0.2 | 1.3 | 24 hours | 1.3 | 0 | 1.3 | 1.1 | 1.1 |  | 7.619 | 22 | SS Tebleshi 35/10 kv | 2.5 | 0 | 0.2 | 1.3 | 24 hours | 1.3 | 0 | 1.3 | 1.1 | 1.1 |  | 7.619 | Bezhetskie power grids
23 | SS Trestna 35/10 kv | 2.5 | 0.2 | 1.5 | 24 hours | 1.5 | 0 | 1.5 | 1.3 | 1.3 |  | 7.619 | 23 | SS Trestna 35/10 kv | 2.5 | 0 | 0.2 | 1.5 | 24 hours | 1.5 | 0 | 1.5 | 1.3 | 1.3 |  | 7.619 | Bezhetskie power grids
24 | SS Fralyovo 35/10 kv | 4 | 1.3 | 1.6 | 24 hours | 1.6 | 0 | 1.6 | 0.3 | 0.3 |  | 30.9524 | 24 | SS Fralyovo 35/10 kv | 4 | 0 | 1.3 | 1.6 | 24 hours | 1.6 | 0 | 1.6 | 0.3 | 0.3 |  | 30.9524 | Bezhetskie power grids
25 | SS Chamerovo 35/10 kv | 1.8 | 0.7 | 0.7 | 24 hours | 0.7 | 0 | 0.7 | 0 | 0 |  | 37.037 | 25 | SS Chamerovo 35/10 kv | 1.8 | 0.25 | 0.95 | 0.7 | 24 hours | 0.7 | 0 | 0.7 | -0.25 | -0.25 | MS is closed | 50.2646 | Bezhetskie power grids
26 | SS Akhmatovo 110/10 kv | 2.5 | 0.2 | 0.7 | 24 hours | 0.7 | 0 | 0.7 | 0.5 | 0.5 |  | 7.619 | 26 | SS Akhmatovo 110/10 kv | 2.5 | 0 | 0.2 | 0.7 | 24 hours | 0.7 | 0 | 0.7 | 0.5 | 0.5 |  | 7.619 | Bezhetskie power grids
27 | SS Kladovo 110/10 kv | 6.3 | 1 | 1.6 | 24 hours | 1.6 | 0 | 1.6 | 0.6 | 0.6 |  | 15.1172 | 27 | SS Kladovo 110/10 kv | 6.3 | 0 | 1 | 1.6 | 24 hours | 1.6 | 0 | 1.6 | 0.6 | 0.6 |  | 15.1172 | Bezhetskie power grids
28 | SS Laptikha 110/10 kv | 2.5 | 0.5 | 0.9 | 24 hours | 0.9 | 0 | 0.9 | 0.4 | 0.4 |  | 19.0476 | 28 | SS Laptikha 110/10 kv | 2.5 | 0 | 0.5 | 0.9 | 24 hours | 0.9 | 0 | 0.9 | 0.4 | 0.4 |  | 19.0476 | Bezhetskie power grids
29 | SS Malyshevo 110/10 kv | 2.5 | 0.8 | 0.9 | 24 hours | 0.9 | 0 | 0.9 | 0.1 | 0.1 |  | 30.4762 | 29 | SS Malyshevo 110/10 kv | 2.5 | 0.03125 | 0.83125 | 0.9 | 24 hours | 0.9 | 0 | 0.9 | 0.06875 | 0.06875 |  | 31.6667 | Bezhetskie power grids
30 | SS Start 10/10 kv | 16 | 1.8 | 2.7 | 24 hours | 2.7 | 0 | 2.7 | 0.9 | 0.9 |  | 10.7143 | 30 | SS Start 10/10 kv | 16 | 0.0375 | 1.8375 | 2.7 | 24 hours | 2.7 | 0 | 2.7 | 0.8625 | 0.8625 |  | 10.9375 | Bezhetskie power grids
31 | SS Rassvet 110/35 kv | 10 | 4.7 | 5 | 24 hours | 5 | 0 | 5 | 0.3 | 0.3 |  | 44.7619 | 31 | SS Rassvet 110/35 kv | 10 | 0.475 | 5.175 | 5 | 24 hours | 5 | 0 | 5 | -0.175 | -0.175 | MS is closed | 49.2857 | Bezhetskie power grids
32 | SS Ivanovo 110/35/10 kv | 6.3 | 0.8 | 1.4 | 24 hours | 1.4 | 0 | 1.4 | 0.6 | -0.7 | MS is closed | 12.0937 | 32 | SS Ivanovo 110/35/10 kv | 6.3 | 0.25 | 1.05 | 1.4 | 24 hours | 1.4 | 0 | 1.4 | 0.35 | -0.95 | MS is closed | 15.873 | Bezhetskie power grids
| Nom. capacity MV, MVA | 6.3 | 0.7 | 0 |  | 0 | 0 | 0 | -0.7 |  |  |  |  | Nom. capacity MV, MVA | 6.3 | 0.25 | 0.95 | 0 |  | 0 | 0 | 0 | -0.95
| Nom. capacity LV, MVA | 6.3 | 0.1 | 1.4 | 24 hours | 1.4 | 0 | 1.4 | 1.3 |  |  |  |  | Nom. capacity LV, MVA | 6.3 | 0 | 0.1 | 1.4 | 24 hours | 1.4 | 0 | 1.4 | 1.3
33 | SS Kesma 110/35/10 kv | 6.3 | 0.9 | 1.4 | 24 hours | 1.4 | 0 | 1.4 | 0.5 | -0.3 | MS is closed | 13.6054 | 33 | SS Kesma 110/35/10 kv | 6.3 | 0 | 0.9 | 1.4 | 24 hours | 1.4 | 0 | 1.4 | 0.5 | -0.3 | MS is closed | 13.6054 | Bezhetskie power grids
| Nom. capacity MV, MVA | 6.3 | 0.3 | 0 |  | 0 | 0 | 0 | -0.3 |  |  |  |  | Nom. capacity MV, MVA | 6.3 | 0 | 0.3 | 0 |  | 0 | 0 | 0 | -0.3
| Nom. capacity LV, MVA | 6.3 | 0.6 | 1.4 | 24 hours | 1.4 | 0 | 1.4 | 0.8 |  |  |  |  | Nom. capacity LV, MVA | 6.3 | 0 | 0.6 | 1.4 | 24 hours | 1.4 | 0 | 1.4 | 0.8
34 | SS Morkiny Gory 110/35/10 kv | 5.6 | 0.5 | 1.2 | 24 hours | 1.2 | 0 | 1.2 | 0.7 | -0.2 | MS is closed | 8.5034 | 34 | SS Morkiny Gory 110/35/10 kv | 5.6 | 0 | 0.5 | 1.2 | 24 hours | 1.2 | 0 | 1.2 | 0.7 | -0.2 | MS is closed | 8.5034 | Bezhetskie power grids
| Nom. capacity MV, MVA | 5.6 | 0.2 | 0 |  | 0 | 0 | 0 | -0.2 |  |  |  |  | Nom. capacity MV, MVA | 5.6 | 0 | 0.2 | 0 |  | 0 | 0 | 0 | -0.2
| Nom. capacity LV, MVA | 5.6 | 0.3 | 1.2 | 24 hours | 1.2 | 0 | 1.2 | 0.9 |  |  |  |  | Nom. capacity LV, MVA | 5.6 | 0 | 0.3 | 1.2 | 24 hours | 1.2 | 0 | 1.2 | 0.9
35 | SS Topalki 110/35/10 kv | 6.3 | 2.4 | 3.9 | 24 hours | 3.9 | 0 | 3.9 | 1.5 | 0.6 |  | 36.2812 | 35 | SS Topalki 110/35/10 kv | 6.3 | 0.075 | 2.475 | 3.9 | 24 hours | 3.9 | 0 | 3.9 | 1.425 | 0.6 |  | 37.415 | Bezhetskie power grids
| Nom. capacity MV, MVA | 6.3 | 2.1 | 3 | 24 hours | 3 | 0 | 3 | 0.9 |  |  |  |  | Nom. capacity MV, MVA | 6.3 | 0.075 | 2.175 | 3 | 24 hours | 3 | 0 | 3 | 0.825
| Nom. capacity LV, MVA | 6.3 | 0.3 | 0.9 | 24 hours | 0.9 | 0 | 0.9 | 0.6 |  |  |  |  | Nom. capacity LV, MVA | 6.3 | 0 | 0.3 | 0.9 | 24 hours | 0.9 | 0 | 0.9 | 0.6
36 | SS Berezyo 35/10 kv | 1,0+1,0 | 0.1 | 0.7 | 24 hours | -0.6 | 0 | 1.05 | 1.65 | 1.65 |  | 9.5238 | 36 | SS Berezyo 35/10 kv | 1,0+1,0 | 0 | 0.1 | 0.7 | 24 hours | -0.6 | 0 | 1.05 | 1.65 | 1.65 |  | 9.5238 | Bezhetskie power grids
37 | SS Lesnoe 35/10 kv | 1,6+4,0 | 1.8 | 1.4 | 24 hours | 0.4 | 0 | 1.68 | 1.28 | 1.28 |  | 107.1429 | 37 | SS Lesnoe 35/10 kv | 1,6+4,0 | 0.075 | 1.875 | 1.4 | 24 hours | 0.475 | 0 | 1.68 | 1.205 | 1.205 |  | 111.6071 | Bezhetskie power grids
38 | SS Maksatikha 35/10 kv | 4,0+6,3 | 4.7 | 1.6 | 24 hours | 3.1 | 0 | 4.2 | 1.1 | 1.1 |  | 111.9048 | 38 | SS Maksatikha 35/10 kv | 4,0+6,3 | 0.0625 | 4.7625 | 1.6 | 24 hours | 3.1625 | 0 | 4.2 | 1.0375 | 1.0375 |  | 113.3929 | Bezhetskie power grids
39 | SS Molokovo 35/10 kv | 2,5+4,0 | 1.7 | 1.8 | 24 hours | -0.1 | 0 | 2.63 | 2.73 | 2.73 |  | 64.6388 | 39 | SS Molokovo 35/10 kv | 2,5+4,0 | 0 | 1.7 | 1.8 | 24 hours | -0.1 | 0 | 2.63 | 2.73 | 2.73 |  | 64.6388 | Bezhetskie power grids
40 | SS Novokotovo 35/10 kv | 2,5+2,5 | 0.3 | 0 |  | 0.3 | 0 | 2.63 | 2.33 | 2.33 |  | 11.4068 | 40 | SS Novokotovo 35/10 kv | 2,5+2,5 | 0 | 0.3 | 0 |  | 0.3 | 0 | 2.63 | 2.33 | 2.33 |  | 11.4068 | Bezhetskie power grids
41 | SS Rivzavod 35/10 kv | 1,6+2,5 | 1.2 | 1.4 | 24 hours | -0.2 | 0 | 1.68 | 1.88 | 1.88 |  | 71.4286 | 41 | SS Rivzavod 35/10 kv | 1,6+2,5 | 0 | 1.2 | 1.4 | 24 hours | -0.2 | 0 | 1.68 | 1.88 | 1.88 |  | 71.4286 | Bezhetskie power grids
42 | SS Sonkovo 35/10 kv | 4,0+3,2 | 4.1 | 1.8 | 24 hours | 2.3 | 0 | 3.4 | 1.1 | 1.1 |  | 120.5882 | 42 | SS Sonkovo 35/10 kv | 4,0+3,2 | 0.475 | 4.575 | 1.8 | 24 hours | 2.775 | 0 | 3.4 | 0.625 | 0.625 |  | 134.5588 | Bezhetskie power grids
43 | SS Sulezhsky Borok 35/10 kv | 1,6+2,5 | 0.7 | 0.7 | 24 hours | 0 | 0 | 1.68 | 1.68 | 1.68 |  | 41.6667 | 43 | SS Sulezhsky Borok 35/10 kv | 1,6+2,5 | 0 | 0.7 | 0.7 | 24 hours | 0 | 0 | 1.68 | 1.68 | 1.68 |  | 41.6667 | Bezhetskie power grids
44 | SS Shishkovo Dubrovo 110/10 kv | 6,3+6,3 | 0.7 | 1 | 24 hours | -0.3 | 0 | 6.62 | 6.92 | 6.92 |  | 10.574 | 44 | SS Shishkovo Dubrovo 110/10 kv | 6,3+6,3 | 0 | 0.7 | 1 | 24 hours | -0.3 | 0 | 6.62 | 6.92 | 6.92 |  | 10.574 | Bezhetskie power grids
45 | SS Vesyegonsk 110/35/10 kv | 6,3+6,3 | 4.9 | 0.2 | 24 hours | 4.7 | 0 | 6.62 | 1.92 | 1.72 |  | 74.0181 | 45 | SS Vesyegonsk 110/35/10 kv | 6,3+6,3 | 0 | 4.9 | 0.2 | 24 hours | 4.7 | 0 | 6.62 | 1.92 | 1.72 |  | 74.0181 | Bezhetskie power grids
| Nom. capacity MV, MVA | 6,3+6,3 | 0 | 0.2 | 24 hours | -0.2 | 0 | 6.62 | 6.82 |  |  |  |  | Nom. capacity MV, MVA | 6,3+6,3 | 0 | 0 | 0.2 | 24 hours | -0.2 | 0 | 6.62 | 6.82
| Nom. capacity LV, MVA | 6,3+6,3 | 4.9 | 0 |  | 4.9 | 0 | 6.62 | 1.72 |  |  |  |  | Nom. capacity LV, MVA | 6,3+6,3 | 0 | 4.9 | 0 |  | 4.9 | 0 | 6.62 | 1.72
46 | SS DVP 110/35/10 kv | 25,0+25,0 | 9.5 | 2.5 | 24 hours | 7 | 0 | 26.3 | 19.3 | 19.3 |  | 36.1217 | 46 | SS DVP 110/35/10 kv | 25,0+25,0 | 0 | 9.5 | 2.5 | 24 hours | 7 | 0 | 26.3 | 19.3 | 19.3 |  | 36.1217 | Bezhetskie power grids
| Nom. capacity MV, MVA | 25,0+25,0 | 5.3 | 2.5 | 24 hours | 2.8 | 0 | 26.3 | 23.5 |  |  |  |  | Nom. capacity MV, MVA | 25,0+25,0 | 0 | 5.3 | 2.5 | 24 hours | 2.8 | 0 | 26.3 | 23.5
| Nom. capacity LV, MVA | 25,0+25,0 | 4.2 | 0 |  | 4.2 | 0 | 26.3 | 22.1 |  |  |  |  | Nom. capacity LV, MVA | 25,0+25,0 | 0 | 4.2 | 0 |  | 4.2 | 0 | 26.3 | 22.1
47 | SS Krasny Kholm 110/35/10 kv | 10,0+10,0 | 6 | 5.6 | 24 hours | 0.4 | 0 | 10.5 | 10.1 | 4.7 |  | 57.1429 | 47 | SS Krasny Kholm 110/35/10 kv | 10,0+10,0 | 0 | 6 | 5.6 | 24 hours | 0.4 | 0 | 10.5 | 10.1 | 4.7 |  | 57.1429 | Bezhetskie power grids
| Nom. capacity MV, MVA | 10,0+10,0 | 0.2 | 5.6 | 24 hours | -5.4 | 0 | 10.5 | 15.9 |  |  |  |  | Nom. capacity MV, MVA | 10,0+10,0 | 0 | 0.2 | 5.6 | 24 hours | -5.4 | 0 | 10.5 | 15.9
| Nom. capacity LV, MVA | 10,0+10,0 | 5.8 | 0 |  | 5.8 | 0 | 10.5 | 4.7 |  |  |  |  | Nom. capacity LV, MVA | 10,0+10,0 | 0 | 5.8 | 0 |  | 5.8 | 0 | 10.5 | 4.7
48 | SS Porechye 110/35/10 кВ | 6,3+6,3 | 3.3 | 5.6 | 24 hours | -2.3 | 0 | 6.62 | 8.92 | 6.32 |  | 49.8489 | 48 | SS Porechye 110/35/10 кВ | 6,3+6,3 | 0 | 3.3 | 5.6 | 24 hours | -2.3 | 0 | 6.62 | 8.92 | 6.32 |  | 49.8489 | Bezhetskie power grids
| Nom. capacity MV, MVA | 6,3+6,3 | 3 | 5.6 | 24 hours | -2.6 | 0 | 6.62 | 9.22 |  |  |  |  | Nom. capacity MV, MVA | 6,3+6,3 | 0 | 3 | 5.6 | 24 hours | -2.6 | 0 | 6.62 | 9.22
| Nom. capacity LV, MVA | 6,3+6,3 | 0.3 | 0 |  | 0.3 | 0 | 6.62 | 6.32 |  |  |  |  | Nom. capacity LV, MVA | 6,3+6,3 | 0 | 0.3 | 0 |  | 0.3 | 0 | 6.62 | 6.32
49 | SS Sandovo 110/35/10 kv | 10,0+10,0 | 5.5 | 6 | 24 hours | -0.5 | 0 | 10.5 | 11 | 9.5 |  | 52.381 | 49 | SS Sandovo 110/35/10 kv | 10,0+10,0 | 0.125 | 5.625 | 6 | 24 hours | -0.375 | 0 | 10.5 | 10.875 | 9.5 |  | 53.5714 | Bezhetskie power grids
| Nom. capacity MV, MVA | 10,0+10,0 | 3.2 | 4.7 | 24 hours | -1.5 | 0 | 10.5 | 12 |  |  |  |  | Nom. capacity MV, MVA | 10,0+10,0 | 0.125 | 3.325 | 4.7 | 24 hours | -1.375 | 0 | 10.5 | 11.875
| Nom. capacity LV, MVA | 10,0+10,0 | 2.3 | 1.3 | 24 hours | 1 | 0 | 10.5 | 9.5 |  |  |  |  | Nom. capacity LV, MVA | 10,0+10,0 | 0 | 2.3 | 1.3 | 24 hours | 1 | 0 | 10.5 | 9.5
50 | SS Sholmino 110/35/10 kv | 25,0+25,0 | 19.2 | 4.8 | 24 hours | 14.4 | 0 | 26.3 | 11.9 | 11.9 |  | 73.0038 | 50 | SS Sholmino 110/35/10 kv | 25,0+25,0 | 0.064375 | 19.2644 | 4.8 | 24 hours | 14.4644 | 0 | 26.3 | 11.8356 | 11.8356 |  | 73.2486 | Bezhetskie power grids
| Nom. capacity MV, MVA | 25,0+25,0 | 6.4 | 4.8 | 24 hours | 1.6 | 0 | 26.3 | 24.7 |  |  |  |  | Nom. capacity MV, MVA | 25,0+25,0 | 0.026875 | 6.4269 | 4.8 | 24 hours | 1.6269 | 0 | 26.3 | 24.6731
| Nom. capacity LV, MVA | 25,0+25,0 | 12.8 | 0 |  | 12.8 | 0 | 26.3 | 13.5 |  |  |  |  | Nom. capacity LV, MVA | 25,0+25,0 | 0.0375 | 12.8375 | 0 |  | 12.8375 | 0 | 26.3 | 13.4625
51 | SS Belsky Karyer 35/6 kv | 4 | 0.158 | 0.01 | 24 hours | 0.01 | 0 | 0.01 | -0.148 | -0.148 | MS is closed | 3.7619 | 51 | SS Belsky Karyer 35/6 kv | 4 | 0 | 0.158 | 0.01 | 24 hours | 0.01 | 0 | 0.01 | -0.148 | -0.148 | MS is closed | 3.7619 | Vyshnevolotskie power grids
52 | SS Dubrovka 35/10 kv | 1.6 | 0.183 | 0.25 | 24 hours | 0.25 | 0 | 0.25 | 0.067 | 0.067 |  | 10.8929 | 52 | SS Dubrovka 35/10 kv | 1.6 | 0 | 0.183 | 0.25 | 24 hours | 0.25 | 0 | 0.25 | 0.067 | 0.067 |  | 10.8929 | Vyshnevolotskie power grids
53 | SS Zhilotkovo 35/10 kv | 1.8 | 0.088 | 0 |  | 0 | 0 | 0 | -0.088 | -0.088 | MS is closed | 4.6561 | 53 | SS Zhilotkovo 35/10 kv | 1.8 | 0 | 0.088 | 0 |  | 0 | 0 | 0 | -0.088 | -0.088 | MS is closed | 4.6561 | Vyshnevolotskie power grids
54 | SS Kopachevo 35/10 kv | 1.6 | 0.476 | 0.476 | 24 hours | 0.476 | 0 | 0.476 | 0 | 0 |  | 28.3333 | 54 | SS Kopachevo 35/10 kv | 1.6 | 0 | 0.476 | 0.476 | 24 hours | 0.476 | 0 | 0.476 | 0 | 0 |  | 28.3333 | Vyshnevolotskie power grids
55 | SS Kuznetsovo 35/10 kv | 1.6 | 0.641 | 0.641 | 24 hours | 0.641 | 0 | 0.641 | 0 | 0 |  | 38.1548 | 55 | SS Kuznetsovo 35/10 kv | 1.6 | 0 | 0.641 | 0.641 | 24 hours | 0.641 | 0 | 0.641 | 0 | 0 |  | 38.1548 | Vyshnevolotskie power grids
56 | SS Luzhnikovo 35/10 kv | 2.5 | 0.122 | 0.122 | 24 hours | 0.122 | 0 | 0.122 | 0 | 0 |  | 4.6476 | 56 | SS Luzhnikovo 35/10 kv | 2.5 | 0 | 0.122 | 0.122 | 24 hours | 0.122 | 0 | 0.122 | 0 | 0 |  | 4.6476 | Vyshnevolotskie power grids
57 | SS Nasakino 35/10 kv | 0.56 | 0.086 | 0 |  | 0 | 0 | 0 | -0.086 | -0.086 | MS is closed | 14.6259 | 57 | SS Nasakino 35/10 kv | 0.56 | 0 | 0.086 | 0 |  | 0 | 0 | 0 | -0.086 | -0.086 | MS is closed | 14.6259 | Vyshnevolotskie power grids
58 | SS Oktyabrsky Karyer 110/35 kv | 25 | 0.908 | 0.908 | 24 hours | 0.908 | 0 | 0.908 | 0 | 0 |  | 3.459 | 58 | SS Oktyabrsky Karyer 110/35 kv | 25 | 0 | 0.908 | 0.908 | 24 hours | 0.908 | 0 | 0.908 | 0 | 0 |  | 3.459 | Vyshnevolotskie power grids
59 | SS Porozhki 35/10 kv | 1 | 0.381 | 0.381 | 24 hours | 0.381 | 0 | 0.381 | 0 | 0 |  | 36.2857 | 59 | SS Porozhki 35/10 kv | 1 | 0.03125 | 0.41225 | 0.381 | 24 hours | 0.381 | 0 | 0.381 | -0.03125 | -0.03125 | MS is closed | 39.2619 | Vyshnevolotskie power grids
60 | SS Kh.B.K. 35/6 kv | 4 | 3.651 | 0.9 | 24 hours | 0.9 | 0 | 0.9 | -2.751 | -2.751 | MS is closed | 86.9286 | 60 | SS Kh.B.K. 35/6 kv | 4 | 0 | 3.651 | 0.9 | 24 hours | 0.9 | 0 | 0.9 | -2.751 | -2.751 | MS is closed | 86.9286 | Vyshnevolotskie power grids
61 | SS no.5 35/6 kv | 1.0+1.6 | 0.804 | 0 |  | 0.804 | 0 | 1.05 | 0.246 | 0.246 |  | 76.5714 | 61 | SS no.5 35/6 kv | 1.0+1.6 | 0 | 0.804 | 0 |  | 0.804 | 0 | 1.05 | 0.246 | 0.246 |  | 76.5714 | Vyshnevolotskie power grids
62 | SS the 9th January 35/10 kv | 6,3+10 | 3.695 | 0 |  | 3.695 | 0 | 6.62 | 2.925 | 2.925 |  | 55.8157 | 62 | SS the 9th January 35/10 kv | 6,3+10 | 0 | 3.695 | 0 |  | 3.695 | 0 | 6.62 | 2.925 | 2.925 |  | 55.8157 | Vyshnevolotskie power grids
63 | SS AKU 35/6 kv | 3,2+4 | 1.264 | 0.2 | 120 | 1.064 | 0 | 3.36 | 2.296 | 2.296 |  | 37.619 | 63 | SS AKU 35/6 kv | 3,2+4 | 0 | 1.264 | 0.2 | 120 | 1.064 | 0 | 3.36 | 2.096 | 2.096 |  | 37.619 | Vyshnevolotskie power grids
64 | SS Afanasovo 35/6 kv | 1.0+1.8 | 0.052 | 0 |  | 0.052 | 0 | 1.05 | 0.998 | 0.998 |  | 4.9524 | 64 | SS Afanasovo 35/6 kv | 1.0+1.8 | 0 | 0.052 | 0 |  | 0.052 | 0 | 1.05 | 0.998 | 0.998 |  | 4.9524 | Vyshnevolotskie power grids
65 | SS B-4 110/6 kv | 10+10 | 5.363 | 0 |  | 5.363 | 0 | 10.5 | 5.137 | 5.137 |  | 51.0762 | 65 | SS B-4 110/6 kv | 10+10 | 0 | 5.363 | 0 |  | 5.363 | 0 | 10.5 | 5.137 | 5.137 |  | 51.0762 | Vyshnevolotskie power grids
66 | SS Borisovo 35/6 kv | 3.2+3.2 | 3.765 | 0 |  | 3.765 | 0 | 3.36 | -0.405 | -0.405 | MS is closed | 112.0536 | 66 | SS Borisovo 35/6 kv | 3.2+3.2 | 0 | 3.765 | 0 |  | 3.765 | 0 | 3.36 | -0.405 | -0.405 | MS is closed | 112.0536 | Vyshnevolotskie power grids
67 | SS Borovno 35/10 kv | 2.5+2.5 | 0.787 | 0.2 | 120 | 0.587 | 0 | 2.63 | 2.043 | 2.043 |  | 29.924 | 67 | SS Borovno 35/10 kv | 2.5+2.5 | 0 | 0.787 | 0.2 | 120 | 0.587 | 0 | 2.63 | 2.043 | 2.043 |  | 29.924 | Vyshnevolotskie power grids
68 | SS Bushevets 110/10 kv | 6.3+6.3 | 0.388 | 0 |  | 0.388 | 0 | 6.62 | 6.232 | 6.232 |  | 5.861 | 68 | SS Bushevets 110/10 kv | 6.3+6.3 | 0 | 0.388 | 0 |  | 0.388 | 0 | 6.62 | 6.232 | 6.232 |  | 5.861 | Vyshnevolotskie power grids
69 | SS Veliky Oktyabr 35/6 kv | 6.3+6.3 | 3.563 | 0 |  | 3.563 | 0 | 6.62 | 3.057 | 3.057 |  | 53.8218 | 69 | SS Veliky Oktyabr 35/6 kv | 6.3+6.3 | 0 | 3.563 | 0 |  | 3.563 | 0 | 6.62 | 3.057 | 3.057 |  | 53.8218 | Vyshnevolotskie power grids
70 | SS Vydropuzhsk 35/10 kv | 2.5+1.6 | 0.733 | 0 |  | 0.733 | 0 | 1.68 | 0.947 | 0.947 |  | 43.631 | 70 | SS Vydropuzhsk 35/10 kv | 2.5+1.6 | 0.1 | 0.833 | 0 |  | 0.833 | 0 | 1.68 | 0.847 | 0.847 |  | 49.5833 | Vyshnevolotskie power grids
71 | SS Golubye Ozyora 35/10 kv | 2.5+1.6 | 0.654 | 0.4 | 120 | 0.254 | 0 | 1.68 | 1.426 | 1.426 |  | 38.9286 | 71 | SS Golubye Ozyora 35/10 kv | 2.5+1.6 | 0.075 | 0.729 | 0.4 | 120 | 0.329 | 0 | 1.68 | 1.351 | 1.351 |  | 43.3929 | Vyshnevolotskie power grids
72 | SS Gorodok 35/10 kv | 1.6+1.6 | 0.904 | 0 |  | 0.904 | 0 | 1.68 | 0.776 | 0.776 |  | 53.8095 | 72 | SS Gorodok 35/10 kv | 1.6+1.6 | 0 | 0.904 | 0 |  | 0.904 | 0 | 1.68 | 0.776 | 0.776 |  | 53.8095 | Vyshnevolotskie power grids
73 | SS DOZ 35/10 kv | 4+4 | 3.459 | 0 |  | 3.459 | 0 | 4.2 | 0.741 | 0.741 |  | 82.3571 | 73 | SS DOZ 35/10 kv | 4+4 | 0 | 3.459 | 0 |  | 3.459 | 0 | 4.2 | 0.741 | 0.741 |  | 82.3571 | Vyshnevolotskie power grids
74 | SS Dyatlovo 35/10 kv | 1.6+1.6 | 0.536 | 0 |  | 0.536 | 0 | 1.68 | 1.144 | 1.144 |  | 31.9048 | 74 | SS Dyatlovo 35/10 kv | 1.6+1.6 | 0 | 0.536 | 0 |  | 0.536 | 0 | 1.68 | 1.144 | 1.144 |  | 31.9048 | Vyshnevolotskie power grids
75 | SS Esenovichi 35/10 kv | 1.8+2.5 | 1.144 | 0 |  | 1.144 | 0 | 1.89 | 0.746 | 0.746 |  | 60.5291 | 75 | SS Esenovichi 35/10 kv | 1.8+2.5 | 0 | 1.144 | 0 |  | 1.144 | 0 | 1.89 | 0.746 | 0.746 |  | 60.5291 | Vyshnevolotskie power grids
76 | SS Plant of reinforced concrete products 35/10 kv | 6.3+6.3 | 0.245 | 0 |  | 0.245 | 0 | 6.62 | 6.375 | 6.375 |  | 3.7009 | 76 | SS Plant of reinforced concrete products 35/10 kv | 6.3+6.3 | 0 | 0.245 | 0 |  | 0.245 | 0 | 6.62 | 6.375 | 6.375 |  | 3.7009 | Vyshnevolotskie power grids
77 | SS Zaozyornaya 35/10 kv | 6.3+6.3 | 0.847 | 0.2 | 120 | 0.647 | 0 | 6.62 | 5.973 | 5.973 |  | 12.7946 | 77 | SS Zaozyornaya 35/10 kv | 6.3+6.3 | 0 | 0.847 | 0.2 | 120 | 0.647 | 0 | 6.62 | 5.973 | 5.973 |  | 12.7946 | Vyshnevolotskie power grids
78 | SS Knyashchiny 35/10 kv | 2.5+2.5 | 0.471 | 0.471 | 120 | 0 | 0 | 2.63 | 2.63 | 2.63 |  | 17.9087 | 78 | SS Knyashchiny 35/10 kv | 2.5+2.5 | 0 | 0.471 | 0.471 | 120 | 0 | 0 | 2.63 | 2.63 | 2.63 |  | 17.9087 | Vyshnevolotskie power grids
79 | SS Kozlovo 35/10 kv | 1.8+4 | 0.76 | 0 |  | 0.76 | 0 | 1.89 | 1.13 | 1.13 |  | 40.2116 | 79 | SS Kozlovo 35/10 kv | 1.8+4 | 0 | 0.76 | 0 |  | 0.76 | 0 | 1.89 | 1.13 | 1.13 |  | 40.2116 | Vyshnevolotskie power grids
80 | SS Krasnoe Znamya 35/10 kv | 1.6+1.8 | 0.457 | 0 |  | 0.457 | 0 | 1.68 | 1.223 | 1.223 |  | 27.2024 | 80 | SS Krasnoe Znamya 35/10 kv | 1.6+1.8 | 0 | 0.457 | 0 |  | 0.457 | 0 | 1.68 | 1.223 | 1.223 |  | 27.2024 | Vyshnevolotskie power grids
81 | SS Krasny May 35/6 kv | 10+10 | 2.357 | 0 |  | 2.357 | 0 | 10.5 | 8.143 | 8.143 |  | 22.4476 | 81 | SS Krasny May 35/6 kv | 10+10 | 0 | 2.357 | 0 |  | 2.357 | 0 | 10.5 | 8.143 | 8.143 |  | 22.4476 | Vyshnevolotskie power grids
82 | SS Kuzhenkino 35/10 kv | 3.2+3.2 | 1.113 | 0.2 | 120 | 0.913 | 0 | 3.36 | 2.447 | 2.447 |  | 33.125 | 82 | SS Kuzhenkino 35/10 kv | 3.2+3.2 | 0 | 1.113 | 0.2 | 120 | 0.913 | 0 | 3.36 | 2.447 | 2.447 |  | 33.125 | Vyshnevolotskie power grids
83 | SS Lukino 35/10 kv | 2.5+1.6 | 0.276 | 0 |  | 0.276 | 0 | 1.68 | 1.404 | 1.404 |  | 16.4286 | 83 | SS Lukino 35/10 kv | 2.5+1.6 | 0 | 0.276 | 0 |  | 0.276 | 0 | 1.68 | 1.404 | 1.404 |  | 16.4286 | Vyshnevolotskie power grids
84 | SS Makarovo 35/6 kv | 4+4 | 1.051 | 0.1 | 120 | 0.951 | 0 | 4.2 | 3.249 | 3.249 |  | 25.0238 | 84 | SS Makarovo 35/6 kv | 4+4 | 0 | 1.051 | 0.1 | 120 | 0.951 | 0 | 4.2 | 3.249 | 3.249 |  | 25.0238 | Vyshnevolotskie power grids
85 | SS Mankhino 110/10 kv | 2.5+2.5 | 0.159 | 0 |  | 0.159 | 0 | 2.63 | 2.471 | 2.471 |  | 6.0456 | 85 | SS Mankhino 110/10 kv | 2.5+2.5 | 0 | 0.159 | 0 |  | 0.159 | 0 | 2.63 | 2.471 | 2.471 |  | 6.0456 | Vyshnevolotskie power grids
86 | SS Moldino 35/10 kv | 1+1 | 0.459 | 0.459 | 120 | 0 | 0 | 1.05 | 1.05 | 1.05 |  | 43.7143 | 86 | SS Moldino 35/10 kv | 1+1 | 0 | 0.459 | 0.459 | 120 | 0 | 0 | 1.05 | 1.05 | 1.05 |  | 43.7143 | Vyshnevolotskie power grids
87 | SS Novo-Kuzminskaya 35/10 kv | 1+1 | 0.764 | 0.764 | 120 | 0 | 0 | 1.05 | 1.05 | 1.05 |  | 72.7619 | 87 | SS Novo-Kuzminskaya 35/10 kv | 1+1 | 0 | 0.764 | 0.764 | 120 | 0 | 0 | 1.05 | 1.05 | 1.05 |  | 72.7619 | Vyshnevolotskie power grids
88 | SS Ovsishche 35/10 kv | 2.5+1.6 | 0.336 | 0 |  | 0.336 | 0 | 1.68 | 1.344 | 1.344 |  | 20 | 88 | SS Ovsishche 35/10 kv | 2.5+1.6 | 0 | 0.336 | 0 |  | 0.336 | 0 | 1.68 | 1.344 | 1.344 |  | 20 | Vyshnevolotskie power grids
89 | SS OEZ 35/6 kv | 2.5+5.6 | 2.237 | 2.237 | 120 | 0 | 0 | 2.63 | 2.63 | 2.63 |  | 85.057 | 89 | SS OEZ 35/6 kv | 2.5+5.6 | 0 | 2.237 | 2.237 | 120 | 0 | 0 | 2.63 | 2.63 | 2.63 |  | 85.057 | Vyshnevolotskie power grids
90 | SS Plotichno 35/10 kv | 1.8+1.6 | 0.319 | 0 |  | 0.319 | 0 | 1.68 | 1.361 | 1.361 |  | 18.9881 | 90 | SS Plotichno 35/10 kv | 1.8+1.6 | 0 | 0.319 | 0 |  | 0.319 | 0 | 1.68 | 1.361 | 1.361 |  | 18.9881 | Vyshnevolotskie power grids
91 | SS Popovo 35/10 kv | 1+1 | 0.547 | 0 |  | 0.547 | 0 | 1.05 | 0.503 | 0.503 |  | 52.0952 | 91 | SS Popovo 35/10 kv | 1+1 | 0 | 0.547 | 0 |  | 0.547 | 0 | 1.05 | 0.503 | 0.503 |  | 52.0952 | Vyshnevolotskie power grids
92 | SS Proletary 35/10 kv | 2.5+2.5 | 2.543 | 0.7 | 120 | 1.843 | 0 | 2.63 | 0.787 | 0.787 |  | 96.692 | 92 | SS Proletary 35/10 kv | 2.5+2.5 | 0.125 | 2.668 | 0.7 | 120 | 1.968 | 0 | 2.63 | 0.662 | 0.662 |  | 101.4449 | Vyshnevolotskie power grids
93 | SS Rozhdestvo 35/10 kv | 2.5+2.5 | 0.292 | 0 |  | 0.292 | 0 | 2.63 | 2.338 | 2.338 |  | 11.1027 | 93 | SS Rozhdestvo 35/10 kv | 2.5+2.5 | 0 | 0.292 | 0 |  | 0.292 | 0 | 2.63 | 2.338 | 2.338 |  | 11.1027 | Vyshnevolotskie power grids
94 | SS Ryad 35/10 kv | 2.5+2.5 | 0.56 | 0.3 | 120 | 0.26 | 0 | 2.63 | 2.37 | 2.37 |  | 21.2928 | 94 | SS Ryad 35/10 kv | 2.5+2.5 | 0 | 0.56 | 0.3 | 120 | 0.26 | 0 | 2.63 | 2.37 | 2.37 |  | 21.2928 | Vyshnevolotskie power grids
95 | Ss Seglino 35/10 kv | 1.6+1.6 | 0.381 | 0 |  | 0.381 | 0 | 1.68 | 1.299 | 1.299 |  | 22.6786 | 95 | Ss Seglino 35/10 kv | 1.6+1.6 | 0 | 0.381 | 0 |  | 0.381 | 0 | 1.68 | 1.299 | 1.299 |  | 22.6786 | Vyshnevolotskie power grids
96 | SS Soroki 35/10 kv | 2.5+2.5 | 0.482 | 0 |  | 0.482 | 0 | 2.63 | 2.148 | 2.148 |  | 18.327 | 96 | SS Soroki 35/10 kv | 2.5+2.5 | 0 | 0.482 | 0 |  | 0.482 | 0 | 2.63 | 2.148 | 2.148 |  | 18.327 | Vyshnevolotskie power grids
97 | SS Terelesovo 35/10 kv | 1.6+1.6 | 0.701 | 0.701 | 120 | 0 | 0 | 1.68 | 1.68 | 1.68 |  | 41.7262 | 97 | SS Terelesovo 35/10 kv | 1.6+1.6 | 0 | 0.701 | 0.701 | 120 | 0 | 0 | 1.68 | 1.68 | 1.68 |  | 41.7262 | Vyshnevolotskie power grids
98 | SS Timkovo 35/10 kv | 1.6+1.6 | 0.798 | 0 |  | 0.798 | 0 | 1.68 | 0.882 | 0.882 |  | 47.5 | 98 | SS Timkovo 35/10 kv | 1.6+1.6 | 0 | 0.798 | 0 |  | 0.798 | 0 | 1.68 | 0.882 | 0.882 |  | 47.5 | Vyshnevolotskie power grids
99 | SS Firovo 35/10 kv | 2.5+2.5 | 1.797 | 1.797 | 120 | 0 | 0 | 2.63 | 2.63 | 2.63 |  | 68.327 | 99 | SS Firovo 35/10 kv | 2.5+2.5 | 0 | 1.797 | 1.797 | 120 | 0 | 0 | 2.63 | 2.63 | 2.63 |  | 68.327 | Vyshnevolotskie power grids
100 | SS Yubileynaya 35/6 kv | 7.5+10 | 6.577 | 0.9 | 120 | 5.677 | 0 | 8.17 | 2.493 | 2.493 |  | 80.5018 | 100 | SS Yubileynaya 35/6 kv | 7.5+10 | 0.0975 | 6.6745 | 0.9 | 120 | 5.7745 | 0 | 8.17 | 2.3955 | 2.3955 |  | 81.6952 | Vyshnevolotskie power grids
101 | SS Yakonovo 35/10 kv | 2.5+2.5 | 0.217 | 0.217 | 120 | 0 | 0 | 2.63 | 2.63 | 2.63 |  | 8.251 | 101 | SS Yakonovo 35/10 kv | 2.5+2.5 | 0 | 0.217 | 0.217 | 120 | 0 | 0 | 2.63 | 2.63 | 2.63 |  | 8.251 | Vyshnevolotskie power grids
102 | SS Brusovo 110/35/10 kv | 10+10 | 2.523 | 3.677 | 120 | -1.154 | 0 | 10.5 | 11.654 | 10.5 |  | 24.0286 | 102 | SS Brusovo 110/35/10 kv | 10+10 | 0.3 | 2.823 | 3.677 | 120 | -0.854 | 0 | 10.5 | 11.354 | 10.5 |  | 26.8857 | Vyshnevolotskie power grids
| Nom. capacity MV, MVA | 10+10 | 1.877 | 1.877 | 120 | 0 | 0 | 10.5 | 10.5 |  |  |  |  | Nom. capacity MV, MVA | 10+10 | 0 | 1.877 | 1.877 | 120 | 0 | 0 | 10.5 | 10.5
| Nom. capacity LV, MVA | 10+10 | 0.646 | 1.8 | 120 | -1.154 | 0 | 10.5 | 11.654 |  |  |  |  | Nom. capacity LV, MVA | 10+10 | 0.3 | 0.946 | 1.8 | 120 | -0.854 | 0 | 10.5 | 11.354
103 | SS Vypozovo 110/35/6 kv | 10+10 | 2.857 | 5.042 | 120 | -2.185 | 0 | 10.5 | 12.685 | 10.5 |  | 27.2095 | 103 | SS Vypozovo 110/35/6 kv | 10+10 | 0 | 2.857 | 5.042 | 120 | -2.185 | 0 | 10.5 | 12.685 | 10.5 |  | 27.2095 | Vyshnevolotskie power grids
| Nom. capacity MV, MVA | 10+10 | 1.342 | 1.342 | 120 | 0 | 0 | 10.5 | 10.5 |  |  |  |  | Nom. capacity MV, MVA | 10+10 | 0 | 1.342 | 1.342 | 120 | 0 | 0 | 10.5 | 10.5
| Nom. capacity LV, MVA | 10+10 | 1.515 | 3.7 | 120 | -2.185 | 0 | 10.5 | 12.685 |  |  |  |  | Nom. capacity LV, MVA | 10+10 | 0 | 1.515 | 3.7 | 120 | -2.185 | 0 | 10.5 | 12.685
104 | SS Vyshny Volochek 110/35/6 kv | 40+40 | 31.51 | 19.6 | 120 | 11.91 | 0 | 42 | 30.09 | 28.472 |  | 75.0238 | 104 | SS Vyshny Volochek 110/35/6 kv | 40+40 | 0.3575 | 31.8675 | 19.6 | 120 | 12.2675 | 0 | 42 | 29.7325 | 28.2495 |  | 75.875 | Vyshnevolotskie power grids
| Nom. capacity MV, MVA | 40+40 | 24.328 | 10.8 | 120 | 13.528 | 0 | 42 | 28.472 |  |  |  |  | Nom. capacity MV, MVA | 40+40 | 0.2225 | 24.5505 | 10.8 | 120 | 13.7505 | 0 | 42 | 28.2495
| Nom. capacity LV, MVA | 40+40 | 7.182 | 8.8 | 120 | -1.618 | 0 | 42 | 43.618 |  |  |  |  | Nom. capacity LV, MVA | 40+40 | 0.135 | 7.317 | 8.8 | 120 | -1.483 | 0 | 42 | 43.483
105 | SS Kasharovo 110/35/10-6 kv | 25+20 | 10.329 | 8.589 | 120 | 1.74 | 0 | 21 | 19.26 | 19.26 |  | 49.1857 | 105 | SS Kasharovo 110/35/10-6 kv | 25+20 | 0 | 10.329 | 8.589 | 120 | 1.74 | 0 | 21 | 19.26 | 19.26 |  | 49.1857 | Vyshnevolotskie power grids
| Nom. capacity MV, MVA | 25+20 | 4.289 | 4.289 | 120 | 0 | 0 | 21 | 21 |  |  |  |  | Nom. capacity MV, MVA | 25+20 | 0 | 4.289 | 4.289 | 120 | 0 | 0 | 21 | 21
| Nom. capacity LV, MVA | 25+20 | 6.04 | 4.3 | 120 | 1.74 | 0 | 21 | 19.26 |  |  |  |  | Nom. capacity LV, MVA | 25+20 | 0 | 6.04 | 4.3 | 120 | 1.74 | 0 | 21 | 19.26
106 | SS Spirovo 110/35/10 kv | 16+16 | 2.569 | 1.673 | 120 | 0.896 | 0 | 16.8 | 15.904 | 15.904 |  | 15.2917 | 106 | SS Spirovo 110/35/10 kv | 16+16 | 0 | 2.569 | 1.673 | 120 | 0.896 | 0 | 16.8 | 15.904 | 15.904 |  | 15.2917 | Vyshnevolotskie power grids
| Nom. capacity MV, MVA | 16+16 | 1.073 | 1.073 |  | 0 | 0 | 16.8 | 16.8 |  |  |  |  | Nom. capacity MV, MVA | 16+16 | 0 | 1.073 | 1.073 |  | 0 | 0 | 16.8 | 16.8
| Nom. capacity LV, MVA | 16+16 | 1.496 | 0.6 | 120 | 0.896 | 0 | 16.8 | 15.904 |  |  |  |  | Nom. capacity LV, MVA | 16+16 | 0 | 1.496 | 0.6 | 120 | 0.896 | 0 | 16.8 | 15.904
107 | SS Trud 110/35/10 kv | 16+16 | 5.056 | 4.862 | 120 | 0.194 | 0 | 16.8 | 16.606 | 16.606 |  | 30.0952 | 107 | SS Trud 110/35/10 kv | 16+16 | 0 | 5.056 | 4.862 | 120 | 0.194 | 0 | 16.8 | 16.606 | 16.606 |  | 30.0952 | Vyshnevolotskie power grids
| Nom. capacity MV, MVA | 16+16 | 4.862 | 4.862 | 120 | 0 | 0 | 16.8 | 16.8 |  |  |  |  | Nom. capacity MV, MVA | 16+16 | 0 | 4.862 | 4.862 | 120 | 0 | 0 | 16.8 | 16.8
| Nom. capacity LV, MVA | 16+16 | 0.194 | 0 |  | 0.194 | 0 | 16.8 | 16.606 |  |  |  |  | Nom. capacity LV, MVA | 16+16 | 0 | 0.194 | 0 |  | 0.194 | 0 | 16.8 | 16.606
108 | SS Udomlya 110/35/10 kv | 25+25 | 18.159 | 18.891 | 120 | -0.732 | 0 | 26.25 | 26.982 | 26.25 |  | 69.1771 | 108 | SS Udomlya 110/35/10 kv | 25+25 | 4.6353 | 22.7943 | 18.891 | 120 | 3.9032 | 0 | 26.25 | 22.3468 | 21.6648 |  | 86.8352 | Vyshnevolotskie power grids
| Nom. capacity MV, MVA | 25+25 | 11.691 | 11.691 | 120 | 0 | 0 | 26.25 | 26.25 |  |  |  |  | Nom. capacity MV, MVA | 25+25 | 4.5853 | 16.2763 | 11.691 | 120 | 4.5853 | 0 | 26.25 | 21.6648
| Nom. capacity LV, MVA | 25+25 | 6.468 | 7.2 | 120 | -0.732 | 0 | 26.25 | 26.982 |  |  |  |  | Nom. capacity LV, MVA | 25+25 | 0.05 | 6.518 | 7.2 | 120 | -0.682 | 0 | 26.25 | 26.932
109 | SS Kholokholenka 110/35/10 kv | 6.3+6.3 | 3.284 | 2.491 | 120 | 0.793 | 0 | 6.62 | 5.827 | 5.827 |  | 49.6073 | 109 | SS Kholokholenka 110/35/10 kv | 6.3+6.3 | 0.1 | 3.384 | 2.491 | 120 | 0.893 | 0 | 6.62 | 5.727 | 5.727 |  | 51.1178 | Vyshnevolotskie power grids
| Nom. capacity MV, MVA | 6,3+6,3 | 2.491 | 2.491 | 120 | 0 | 0 | 6.62 | 6.62 |  |  |  |  | Nom. capacity MV, MVA | 6,3+6,3 | 0.1 | 2.591 | 2.491 | 120 | 0.1 | 0 | 6.62 | 6.52
| Nom. capacity LV, MVA | 6,3+6,3 | 0.793 | 0 |  | 0.793 | 0 | 6.62 | 5.827 |  |  |  |  | Nom. capacity LV, MVA | 6,3+6,3 | 0 | 0.793 | 0 |  | 0.793 | 0 | 6.62 | 5.827
110 | SS Leontyevo 110/35/10 kv | 25+25 | 4.668 | 4.546 | 120 | 0.122 | 0 | 26.25 | 26.128 | 26.128 |  | 17.7829 | 110 | SS Leontyevo 110/35/10 kv | 25+25 | 0 | 4.668 | 4.546 | 120 | 0.122 | 0 | 6.62 | 6.498 | 6.498 |  | 70.5136 | Vyshnevolotskie power grids
| Nom. capacity MV, MVA | 25+25 | 4.546 | 4.546 | 120 | 0 | 0 | 26.25 | 26.25 |  |  |  |  | Nom. capacity MV, MVA | 25+25 | 0 | 4.546 | 4.546 | 120 | 0 | 0 | 6.62 | 6.62
| Nom. capacity LV, MVA | 25+25 | 0.122 | 0 |  | 0.122 | 0 | 26.25 | 26.128 |  |  |  |  | Nom. capacity LV, MVA | 25+25 | 0 | 0.122 | 0 |  | 0.122 | 0 | 6.62 | 6.498
111 | 35/6 kv Mikrorayonnaya | 6.3 | 2.7016 | 2.7016 | 24 hours | 2.7016 | 0 | 2.7016 | 0 | 0 |  | 40.84 | 111 | 35/6 kv Mikrorayonnaya | 6.3 | 0 | 2.7016 | 2.7016 | 24 hours | 2.7016 | 0 | 2.7016 | 0 | 0 |  | 40.84 | Kimrskie power grids
112 | 35/10 kv Barykovo | 2,5 +2,5 | 0.96274 | 0 |  | 0.96274 | 0 | 2.625 | 1.6623 | 1.6623 |  | 36.676 | 112 | 35/10 kv Barykovo | 2,5 +2,5 | 0.21875 | 1.1815 | 0 |  | 1.1815 | 0 | 2.625 | 1.4435 | 1.4435 |  | 45.0093 | Kimrskie power grids
113 | 35/10 kv B.Gorodok | 5,6 +6,3 | 3.7777 | 0 |  | 3.7777 | 0 | 5.88 | 2.1023 | 2.1023 |  | 64.2466 | 113 | 35/10 kv B.Gorodok | 5,6 +6,3 | 0.0625 | 3.8402 | 0 |  | 3.8402 | 0 | 5.88 | 2.0398 | 2.0398 |  | 65.3095 | Kimrskie power grids
114 | 35/10 kv Vega | 2,5 +2,5 | 0.76293 | 0 |  | 0.76293 | 0 | 2.625 | 1.8621 | 1.8621 |  | 29.064 | 114 | 35/10 kv Vega | 2,5 +2,5 | 0.125 | 0.88793 | 0 |  | 0.88793 | 0 | 2.625 | 1.7371 | 1.7371 |  | 33.8259 | Kimrskie power grids
115 | 35/10 kv Volga | 6,3+6,3 | 5.9711 | 0 |  | 5.9711 | 0 | 6.615 | 0.64393 | 0.64393 |  | 90.2656 | 115 | 35/10 kv Volga | 6,3+6,3 | 0 | 5.9711 | 0 |  | 5.9711 | 0 | 6.615 | 0.64393 | 0.64393 |  | 90.2656 | Kimrskie power grids
116 | 35/10 kv Ilyinskoe | 4,0 +2,5 | 2.3542 | 0 |  | 2.3542 | 0 | 2.625 | 0.27082 | 0.27082 |  | 89.6832 | 116 | 35/10 kv Ilyinskoe | 4,0 +2,5 | 0.25 | 2.6042 | 0 |  | 2.6042 | 0 | 2.625 | 0.020816 | 0.020816 |  | 99.207 | Kimrskie power grids
117 | 35/10 kv Kalyazin | 6,3 +6,3 | 7.7753 | 0 |  | 7.7753 | 0 | 6.615 | -1.1603 | -1.1603 | MS is closed | 117.5406 | 117 | 35/10 kv Kalyazin | 6,3 +6,3 | 1.9238 | 9.6991 | 0 |  | 9.6991 | 0 | 6.615 | -3.0841 | -3.0841 | MS is closed | 146.6223 | Kimrskie power grids
118 | 35/10 kv Kimry | 16,0+16,0 | 8.4843 | 0 |  | 8.4843 | 0 | 16.8 | 8.3157 | 8.3157 |  | 50.5016 | 118 | 35/10 kv Kimry | 16,0+16,0 | 0 | 8.4843 | 0 |  | 8.4843 | 0 | 16.8 | 8.3157 | 8.3157 |  | 50.5016 | Kimrskie power grids
119 | 35/10 kv Kozmodemyanovskaya | 2,5 +2,5 | 0.78109 | 0 |  | 0.78109 | 0 | 2.625 | 1.8439 | 1.8439 |  | 29.756 | 119 | 35/10 kv Kozmodemyanovskaya | 2,5 +2,5 | 0 | 0.78109 | 0 |  | 0.78109 | 0 | 2.625 | 1.8439 | 1.8439 |  | 29.756 | Kimrskie power grids
120 | 35/10 kv Kurortnaya | 4,0 +4,0 | 2.4523 | 0 |  | 2.4523 | 0 | 4.2 | 1.7477 | 1.7477 |  | 58.3875 | 120 | 35/10 kv Kurortnaya | 4,0 +4,0 | 0.32625 | 2.7785 | 0 |  | 2.7785 | 0 | 4.2 | 1.4215 | 1.4215 |  | 66.1554 | Kimrskie power grids
121 | 35/10 kv Mayak | 6,3 +6,3 | 3.9432 | 0 |  | 3.9432 | 0 | 6.615 | 2.6718 | 2.6718 |  | 59.6095 | 121 | 35/10 kv Mayak | 6,3 +6,3 | 0.925 | 4.8682 | 0 |  | 4.8682 | 0 | 6.615 | 1.7468 | 1.7468 |  | 73.5929 | Kimrskie power grids
122 | 35/10 kv Mikrorayonnaya | 4,0+4,0 | 3.0699 | 0 |  | 3.0699 | 0 | 4.2 | 1.1301 | 1.1301 |  | 73.0925 | 122 | 35/10 kv Mikrorayonnaya | 4,0+4,0 | 0 | 3.0699 | 0 |  | 3.0699 | 0 | 4.2 | 1.1301 | 1.1301 |  | 73.0925 | Kimrskie power grids
123 | 35/10 kv Nagorskoe | 2,5 +1,8 | 0.6837 | 0 |  | 0.6837 | 0 | 1.89 | 1.2063 | 1.2063 |  | 36.1744 | 123 | 35/10 kv Nagorskoe | 2,5 +1,8 | 0.3125 | 0.9962 | 0 |  | 0.9962 | 0 | 1.89 | 0.8938 | 0.8938 |  | 52.7088 | Kimrskie power grids
124 | 35/10 kv Neklyudovo | 1,6 +1,6 | 1.7257 | 0 |  | 1.7257 | 0 | 1.68 | -0.045675 | -0.045675 | MS is closed | 102.7188 | 124 | 35/10 kv Neklyudovo | 1,6 +1,6 | 0.075 | 1.8007 | 0 |  | 1.8007 | 0 | 1.68 | -0.12068 | -0.12068 | MS is closed | 107.183 | Kimrskie power grids
125 | 35/10 kv Nerl | 4,0 +2,5 | 1.8347 | 0 |  | 1.8347 | 0 | 2.625 | 0.79034 | 0.79034 |  | 69.892 | 125 | 35/10 kv Nerl | 4,0 +2,5 | 0.24375 | 2.0784 | 0 |  | 2.0784 | 0 | 2.625 | 0.54658 | 0.54658 |  | 79.1777 | Kimrskie power grids
126 | 35/10 kv Plutkovo | 2,5 +2,5 | 1.3624 | 0 |  | 1.3624 | 0 | 2.625 | 1.2626 | 1.2626 |  | 51.9 | 126 | 35/10 kv Plutkovo | 2,5 +2,5 | 0.25 | 1.6124 | 0 |  | 1.6124 | 0 | 2.625 | 1.0126 | 1.0126 |  | 61.4238 | Kimrskie power grids
127 | 35/10 kv Savtsino | 2,5 +2,5 | 0.23614 | 0 |  | 0.23614 | 0 | 2.625 | 2.3889 | 2.3889 |  | 8.996 | 127 | 35/10 kv Savtsino | 2,5 +2,5 | 0 | 0.23614 | 0 |  | 0.23614 | 0 | 2.625 | 2.3889 | 2.3889 |  | 8.996 | Kimrskie power grids
128 | 35/10 kv Sotskoe | 1,6 +2,5 | 0.45413 | 0 |  | 0.45413 | 0 | 1.68 | 1.2259 | 1.2259 |  | 27.0312 | 128 | 35/10 kv Sotskoe | 1,6 +2,5 | 0 | 0.45413 | 0 |  | 0.45413 | 0 | 1.68 | 1.2259 | 1.2259 |  | 27.0312 | Kimrskie power grids
129 | 35/10 kv Stoyantsy | 2,5 +2,5 | 0.27248 | 0 |  | 0.27248 | 0 | 2.625 | 2.3525 | 2.3525 |  | 10.38 | 129 | 35/10 kv Stoyantsy | 2,5 +2,5 | 0 | 0.27248 | 0 |  | 0.27248 | 0 | 2.625 | 2.3525 | 2.3525 |  | 10.38 | Kimrskie power grids
130 | 35/10 kv Ulanovo | 1,6 +1,6 | 1.7092 | 0 |  | 1.7092 | 0 | 1.68 | -0.02924 | -0.02924 | MS is closed | 101.7405 | 130 | 35/10 kv Ulanovo | 1,6 +1,6 | 0 | 1.7092 | 0 |  | 1.7092 | 0 | 1.68 | -0.02924 | -0.02924 | MS is closed | 101.7405 | Kimrskie power grids
131 | 35/10 kv Unitsy | 4,0 +4,0 | 0.2339 | 0 |  | 0.2339 | 0 | 4.2 | 3.9661 | 3.9661 |  | 5.569 | 131 | 35/10 kv Unitsy | 4,0 +4,0 | 0 | 0.2339 | 0 |  | 0.2339 | 0 | 4.2 | 3.9661 | 3.9661 |  | 5.569 | Kimrskie power grids
132 | 35/10 kv Fenevo | 2,5 +2,5 | 0.25725 | 0 |  | 0.25725 | 0 | 2.625 | 2.3677 | 2.3677 |  | 9.8 | 132 | 35/10 kv Fenevo | 2,5 +2,5 | 0 | 0.25725 | 0 |  | 0.25725 | 0 | 2.625 | 2.3677 | 2.3677 |  | 9.8 | Kimrskie power grids
133 | 35/10 kv Frolovo | 2,5 +2,5 | 0.8996 | 0 |  | 0.8996 | 0 | 2.625 | 1.7254 | 1.7254 |  | 34.2705 | 133 | 35/10 kv Frolovo | 2,5 +2,5 | 0.15 | 1.0496 | 0 |  | 1.0496 | 0 | 2.625 | 1.5754 | 1.5754 |  | 39.9848 | Kimrskie power grids
134 | 110/10 kv Zarnitsa | 10,0+10,0 | 0.10899 | 0 |  | 0.10899 | 0 | 10.5 | 10.391 | 10.391 |  | 1.038 | 134 | 110/10 kv Zarnitsa | 10,0+10,0 | 0 | 0.10899 | 0 |  | 0.10899 | 0 | 10.5 | 10.391 | 10.391 |  | 1.038 | Kimrskie power grids
135 | 110/10 kv Zobnino | 2,5 +2,5 | 0.83236 | 0 |  | 0.83236 | 0 | 2.625 | 1.7926 | 1.7926 |  | 31.709 | 135 | 110/10 kv Zobnino | 2,5 +2,5 | 0 | 0.83236 | 0 |  | 0.83236 | 0 | 2.625 | 1.7926 | 1.7926 |  | 31.709 | Kimrskie power grids
136 | 110/10 kv Inyakino | 25,0+25,0 | 0.23269 | 0 |  | 0.23269 | 0 | 26.25 | 26.0173 | 26.0173 |  | 0.88642 | 136 | 110/10 kv Inyakino | 25,0+25,0 | 0 | 0.23269 | 0 |  | 0.23269 | 0 | 26.25 | 26.0173 | 26.0173 |  | 0.88642 | Kimrskie power grids
137 | 110/35/10 kv Vasilevo | 6,3 +6,3 | 0.14117 | 0 |  | 0.14117 | 0 | 6.615 | 6.4738 | 6.4738 |  | 2.1341 | 137 | 110/35/10 kv Vasilevo | 6,3 +6,3 | 0 | 0.14117 | 0 |  | 0.14117 | 0 | 6.615 | 6.4738 | 6.4738 |  | 2.1341 | Kimrskie power grids
| Nom. capacity MV, MVA | 6,3+6,3 | 0 | 0 |  | 0 | 0 | 6.615 | 6.615 |  |  |  |  | Nom. capacity MV, MVA | 6,3+6,3 | 0 | 0 | 0 |  | 0 | 0 | 6.615 | 6.615
| Nom. capacity LV, MVA | 6,3+6,3 | 0.14117 | 0 |  | 0.14117 | 0 | 6.615 | 6.4738 |  |  |  |  | Nom. capacity LV, MVA | 6,3+6,3 | 0 | 0.14117 | 0 |  | 0.14117 | 0 | 6.615 | 6.4738
138 | 110/35/10 kv Borki | 40,0+25,0 | 25.0829 | 0 |  | 25.0829 | 0 | 26.25 | 1.1671 | 1.1671 |  | 95.5537 | 138 | 110/35/10 kv Borki | 40,0+25,0 | 1.15 | 26.2329 | 0 |  | 26.2329 | 0 | 26.25 | 0.017143 | 0.017143 |  | 99.9347 | Kimrskie power grids
| Nom. capacity MV, MVA | 40,0+25,0 | 21.4646 | 0 |  | 21.4646 | 0 | 26.25 | 4.7854 |  |  |  |  | Nom. capacity MV, MVA | 40,0+25,0 | 0.9875 | 22.4521 | 0 |  | 22.4521 | 0 | 26.25 | 3.7979
| Nom. capacity LV, MVA | 40,0+25,0 | 3.6183 | 0 |  | 3.6183 | 0 | 26.25 | 22.6317 |  |  |  |  | Nom. capacity LV, MVA | 40,0+25,0 | 0.1625 | 3.7808 | 0 |  | 3.7808 | 0 | 26.25 | 22.4692
139 | 110/35/10 kv Verkhnyaya Troitsa | 6,3 +6,3 | 5.0827 | 3.0107 | 24 hours | 2.0721 | 0 | 6.615 | 4.5429 | 4.5429 |  | 76.8366 | 139 | 110/35/10 kv Verkhnyaya Troitsa | 6,3 +6,3 | 0.10625 | 5.189 | 3.0107 | 24 hours | 2.1783 | 0 | 6.615 | 4.4367 | 4.4367 |  | 78.4428 | Kimrskie power grids
| Nom. capacity MV, MVA | 6,3 +6,3 | 3.0107 | 3.0107 | 24 hours | 0 | 0 | 6.615 | 6.615 |  |  |  |  | Nom. capacity MV, MVA | 6,3 +6,3 | 0.075 | 3.0857 | 3.0107 | 24 hours | 0.075 | 0 | 6.615 | 6.54
| Nom. capacity LV, MVA | 6,3 +6,3 | 2.0721 | 0 |  | 2.0721 | 0 | 6.615 | 4.5429 |  |  |  |  | Nom. capacity LV, MVA | 6,3 +6,3 | 0.03125 | 2.1033 | 0 |  | 2.1033 | 0 | 6.615 | 4.5117
140 | 110/35/10 kv Goritsy | 6,3 +6,3 | 2.8396 | 0.14067 | 24 hours | 2.699 | 0 | 6.615 | 3.916 | 3.916 |  | 42.927 | 140 | 110/35/10 kv Goritsy | 6,3 +6,3 | 0 | 2.8396 | 0.14067 | 24 hours | 2.699 | 0 | 6.615 | 3.916 | 3.916 |  | 42.927 | Kimrskie power grids
| Nom. capacity MV, MVA | 6,3 +6,3 | 0.14067 | 0.14067 | 24 hours | 0 | 0 | 6.615 | 6.615 |  |  |  |  | Nom. capacity MV, MVA | 6,3 +6,3 | 0 | 0.14067 | 0.14067 | 24 hours | 0 | 0 | 6.615 | 6.615
| Nom. capacity LV, MVA | 6,3 +6,3 | 2.699 | 0 |  | 2.699 | 0 | 6.615 | 3.916 |  |  |  |  | Nom. capacity LV, MVA | 6,3 +6,3 | 0 | 2.699 | 0 |  | 2.699 | 0 | 6.615 | 3.916
141 | 110/35/10 kv Luch | 16,0+16,0 | 21.0503 | 0 |  | 21.0503 | 0 | 16.8 | -4.2503 | -4.2503 | MS is closed | 125.2996 | 141 | 110/35/10 kv Luch | 16,0+16,0 | 6.4363 | 27.4866 | 0 |  | 27.4866 | 0 | 16.8 | -10.6866 | -10.6866 | MS is closed | 163.6106 | Kimrskie power grids
| Nom. capacity MV, MVA | 16,0+16,0 | 16.4718 | 0 |  | 16.4718 | 0 | 16.8 | 0.32821 |  |  |  |  | Nom. capacity MV, MVA | 16,0+16,0 | 2.6113 | 19.083 | 0 |  | 19.083 | 0 | 16.8 | -2.283
| Nom. capacity LV, MVA | 16,0+16,0 | 4.5785 | 0 |  | 4.5785 | 0 | 16.8 | 12.2215 |  |  |  |  | Nom. capacity LV, MVA | 16,0+16,0 | 3.825 | 8.4035 | 0 |  | 8.4035 | 0 | 16.8 | 8.3965
142 | 110/35/10 kv Prostor | 25,0+16,0 | 13.2041 | 0.4178 | 24 hours | 12.7863 | 0 | 16.8 | 4.0137 | 4.0137 |  | 78.5957 | 142 | 110/35/10 kv Prostor | 25,0+16,0 | 0.9025 | 14.1066 | 0.4178 | 24 hours | 13.6888 | 0 | 16.8 | 3.1112 | 3.1112 |  | 83.9677 | Kimrskie power grids
| Nom. capacity MV, MVA | 25,0+16,0 | 5.1265 | 0.4178 | 24 hours | 4.7087 | 0 | 16.8 | 12.0913 |  |  |  |  | Nom. capacity MV, MVA | 25,0+16,0 | 0.695 | 5.8215 | 0.4178 | 24 hours | 5.4037 | 0 | 16.8 | 11.3963
| Nom. capacity LV, MVA | 25,0+16,0 | 8.0776 | 0 |  | 8.0776 | 0 | 16.8 | 8.7224 |  |  |  |  | Nom. capacity LV, MVA | 25,0+16,0 | 0.2075 | 8.2851 | 0 |  | 8.2851 | 0 | 16.8 | 8.5149
143 | 110/35/10 kv Raduga | 40,0+25,0 | 31.2519 | 0.16348 | 24 hours | 31.0884 | 0 | 26.25 | -4.8384 | -4.8384 | MS is closed | 119.0547 | 143 | 110/35/10 kv Raduga | 40,0+25,0 | 0.7875 | 32.0394 | 0.16348 | 24 hours | 31.8759 | 0 | 26.25 | -5.6259 | -5.6259 | MS is closed | 122.0547 | Kimrskie power grids
| Nom. capacity MV, MVA | 40,0+25,0 | 21.3404 | 0.16348 | 24 hours | 21.1769 | 0 | 26.25 | 5.0731 |  |  |  |  | Nom. capacity MV, MVA | 40,0+25,0 | 0.25 | 21.5904 | 0.16348 | 24 hours | 21.4269 | 0 | 26.25 | 4.8231
| Nom. capacity LV, MVA | 40,0+25,0 | 9.9114 | 0 |  | 9.9114 | 0 | 26.25 | 16.3386 |  |  |  |  | Nom. capacity LV, MVA | 40,0+25,0 | 0.5375 | 10.4489 | 0 |  | 10.4489 | 0 | 26.25 | 15.8011
144 | 110/35/10 kv Roshcha | 10,0+10,0 | 4.4695 | 0.3633 | 24 hours | 4.1062 | 0 | 10.5 | 6.3938 | 6.3938 |  | 42.5669 | 144 | 110/35/10 kv Roshcha | 10,0+10,0 | 0.8875 | 5.357 | 0.3633 | 24 hours | 4.9937 | 0 | 10.5 | 5.5063 | 5.5063 |  | 51.0192 | Kimrskie power grids
| Nom. capacity MV, MVA | 10,0+10,0 | 0.88937 | 0.3633 | 24 hours | 0.52607 | 0 | 10.5 | 9.9739 |  |  |  |  | Nom. capacity MV, MVA | 10,0+10,0 | 0 | 0.88937 | 0.3633 | 24 hours | 0.52607 | 0 | 10.5 | 9.9739
| Nom. capacity LV, MVA | 10,0+10,0 | 3.5801 | 0 |  | 3.5801 | 0 | 10.5 | 6.9199 |  |  |  |  | Nom. capacity LV, MVA | 10,0+10,0 | 0.8875 | 4.4676 | 0 |  | 4.4676 | 0 | 10.5 | 6.0324
145 | SS 110/10 kv Bibirevo | 2.5 | 0.1 | 0.7 | 24 hours | 0.7 | 0 | 0.7 | 0.6 | 0.6 |  | 3.8095 | 145 | SS 110/10 kv Bibirevo | 2.5 | 0 | 0.1 | 0.7 | 24 hours | 0.7 | 0 | 0.7 | 0.6 | 0.6 |  | 3.8095 | Nelidovskie power grids
146 | SS 35/10 kv Bor | 1.6 | 0.3 | 0.3 | 24 hours | 0.3 | 0 | 0.3 | 0 | 0 |  | 17.8571 | 146 | SS 35/10 kv Bor | 1.6 | 0 | 0.3 | 0.3 | 24 hours | 0.3 | 0 | 0.3 | 0 | 0 |  | 17.8571 | Nelidovskie power grids
147 | SS 110/10 kv Vorobyi | 2.5 | 0.3 | 0.3 | 24 hours | 0.3 | 0 | 0.3 | 0 | 0 |  | 11.4286 | 147 | SS 110/10 kv Vorobyi | 2.5 | 0 | 0.3 | 0.3 | 24 hours | 0.3 | 0 | 0.3 | 0 | 0 |  | 11.4286 | Nelidovskie power grids
148 | SS 35/10 kv Glazomichi | 2.5 | 0.1 | 0 |  | 0 | 0 | 0 | -0.1 | -0.1 | MS is closed | 3.8095 | 148 | SS 35/10 kv Glazomichi | 2.5 | 0 | 0.1 | 0 |  | 0 | 0 | 0 | -0.1 | -0.1 | MS is closed | 3.8095 | Nelidovskie power grids
149 | SS 35/10 kv Zharki | 10 | 2.2 | 0 |  | 0 | 0 | 0 | -2.2 | -2.2 | MS is closed | 20.9524 | 149 | SS 35/10 kv Zharki | 10 | 0.065 | 2.265 | 0 |  | 0 | 0 | 0 | -2.265 | -2.265 | MS is closed | 21.5714 | Nelidovskie power grids
150 | SS 35/10 kv Zemtsy | 2.5 | 0.5 | 0.6 | 24 hours | 0.6 | 0 | 0.6 | 0.1 | 0.1 |  | 19.0476 | 150 | SS 35/10 kv Zemtsy | 2.5 | 0 | 0.5 | 0.6 | 24 hours | 0.6 | 0 | 0.6 | 0.1 | 0.1 |  | 19.0476 | Nelidovskie power grids
151 | SS 35/10 kv Kovalevo | 2.5 | 0.2 | 0.7 | 24 hours | 0.7 | 0 | 0.7 | 0.5 | 0.5 |  | 7.619 | 151 | SS 35/10 kv Kovalevo | 2.5 | 0 | 0.2 | 0.7 | 24 hours | 0.7 | 0 | 0.7 | 0.5 | 0.5 |  | 7.619 | Nelidovskie power grids
152 | SS 35/10 kv Korotyshi | 1.6 | 0.3 | 0.6 | 24 hours | 0.6 | 0 | 0.6 | 0.3 | 0.3 |  | 17.8571 | 152 | SS 35/10 kv Korotyshi | 1.6 | 0 | 0.3 | 0.6 | 24 hours | 0.6 | 0 | 0.6 | 0.3 | 0.3 |  | 17.8571 | Nelidovskie power grids
153 | SS 110/10 kv Monino | 6.3 | 1.3 | 0.7 | 24 hours | 0.7 | 0 | 0.7 | -0.6 | -0.6 | MS is closed | 19.6523 | 153 | SS 110/10 kv Monino | 6.3 | 0.165 | 1.465 | 0.7 | 24 hours | 0.7 | 0 | 0.7 | -0.765 | -0.765 | MS is closed | 22.1466 | Nelidovskie power grids
154 | SS 35/10 kv Ozerets | 1.6 | 0.2 | 0 |  | 0 | 0 | 0 | -0.2 | -0.2 | MS is closed | 11.9048 | 154 | SS 35/10 kv Ozerets | 1.6 | 0 | 0.2 | 0 |  | 0 | 0 | 0 | -0.2 | -0.2 | MS is closed | 11.9048 | Nelidovskie power grids
155 | SS 35/10 kv Pozhnya | 1.6 | 0.2 | 0.8 | 24 hours | 0.8 | 0 | 0.8 | 0.6 | 0.6 |  | 11.9048 | 155 | SS 35/10 kv Pozhnya | 1.6 | 0 | 0.2 | 0.8 | 24 hours | 0.8 | 0 | 0.8 | 0.6 | 0.6 |  | 11.9048 | Nelidovskie power grids
156 | SS 35/10 kv Polovtsovo | 1.6 | 0.3 | 0.7 | 24 hours | 0.7 | 0 | 0.7 | 0.4 | 0.4 |  | 17.8571 | 156 | SS 35/10 kv Polovtsovo | 1.6 | 0 | 0.3 | 0.7 | 24 hours | 0.7 | 0 | 0.7 | 0.4 | 0.4 |  | 17.8571 | Nelidovskie power grids
157 | SS 110/10 kv Ponizovye | 2.5 | 0.4 | 0.2 | 24 hours | 0.2 | 0 | 0.2 | -0.2 | -0.2 | MS is closed | 15.2381 | 157 | SS 110/10 kv Ponizovye | 2.5 | 0 | 0.4 | 0.2 | 24 hours | 0.2 | 0 | 0.2 | -0.2 | -0.2 | MS is closed | 15.2381 | Nelidovskie power grids
158 | SS 35/10 kv Sinkovo | 1 | 0.2 | 0.4 | 24 hours | 0.4 | 0 | 0.4 | 0.2 | 0.2 |  | 19.0476 | 158 | SS 35/10 kv Sinkovo | 1 | 0 | 0.2 | 0.4 | 24 hours | 0.4 | 0 | 0.4 | 0.2 | 0.2 |  | 19.0476 | Nelidovskie power grids
159 | SS 35/10 kv Ulin | 1.6 | 0.3 | 0 |  | 0 | 0 | 0 | -0.3 | -0.3 | MS is closed | 17.8571 | 159 | SS 35/10 kv Ulin | 1.6 | 0 | 0.3 | 0 |  | 0 | 0 | 0 | -0.3 | -0.3 | MS is closed | 17.8571 | Nelidovskie power grids
160 | SS 35/10 kv Kavelshchino | 2.5 | 0.2 | 0.9 | 24 hours | 0.9 | 0 | 0.9 | 0.7 | 0.7 |  | 7.619 | 160 | SS 35/10 kv Kavelshchino | 2.5 | 0 | 0.2 | 0.9 | 24 hours | 0.9 | 0 | 0.9 | 0.7 | 0.7 |  | 7.619 | Nelidovskie power grids
161 | SS 35/10 kv Bologovo | 1,6+2,5 | 0.4 | 0.4 | 120 | 0 | 0 | 1.68 | 1.68 | 1.68 |  | 23.8095 | 161 | SS 35/10 kv Bologovo | 1,6+2,5 | 0 | 0.4 | 0.4 | 120 | 0 | 0 | 1.68 | 1.68 | 1.68 |  | 23.8095 | Nelidovskie power grids
162 | SS 35/10 kv Verkhovye | 1+2,5 | 0.2 | 0.8 | 120 | -0.6 | 0 | 1.05 | 1.65 | 1.65 |  | 19.0476 | 162 | SS 35/10 kv Verkhovye | 1+2,5 | 0 | 0.2 | 0.8 | 120 | -0.6 | 0 | 1.05 | 1.65 | 1.65 |  | 19.0476 | Nelidovskie power grids
163 | SS 35/10 kv Voskresenskoe | 1,6+1,6 | 0.4 | 0.4 | 120 | 0 | 0 | 1.68 | 1.68 | 1.68 |  | 23.8095 | 163 | SS 35/10 kv Voskresenskoe | 1,6+1,6 | 0 | 0.4 | 0.4 | 120 | 0 | 0 | 1.68 | 1.68 | 1.68 |  | 23.8095 | Nelidovskie power grids
164 | SS 35/10 kv Dashkovo | 2,5+2,5 | 0.3 | 0.3 | 120 | 0 | 0 | 2.65 | 2.65 | 2.65 |  | 11.3208 | 164 | SS 35/10 kv Dashkovo | 2,5+2,5 | 0 | 0.3 | 0.3 | 120 | 0 | 0 | 2.65 | 2.65 | 2.65 |  | 11.3208 | Nelidovskie power grids
165 | SS 35/10 kv Ilyino | 1,6+1,6 | 0.8 | 0.3 | 120 | 0.5 | 0 | 1.68 | 1.18 | 1.18 |  | 47.619 | 165 | SS 35/10 kv Ilyino | 1,6+1,6 | 0 | 0.8 | 0.3 | 120 | 0.5 | 0 | 1.68 | 1.18 | 1.18 |  | 47.619 | Nelidovskie power grids
166 | SS 35/10 kv Ploskosh | 1,6+1,6 | 0.8 | 0.1 | 120 | 0.7 | 0 | 1.68 | 0.98 | 0.98 |  | 47.619 | 166 | SS 35/10 kv Ploskosh | 1,6+1,6 | 0 | 0.8 | 0.1 | 120 | 0.7 | 0 | 1.68 | 0.98 | 0.98 |  | 47.619 | Nelidovskie power grids
167 | SS 35/6 kv Polovtsovo | 5,6+5,6 | 4.5 | 1.5 | 120 | 3 | 0 | 5.88 | 2.88 | 2.88 |  | 76.5306 | 167 | SS 35/6 kv Polovtsovo | 5,6+5,6 | 0 | 4.5 | 1.5 | 120 | 3 | 0 | 5.88 | 2.88 | 2.88 |  | 76.5306 | Nelidovskie power grids
168 | SS 35/10 kv St. Toropa | 4+4 | 2.6 | 0 |  | 2.6 | 0 | 4.5 | 1.9 | 1.9 |  | 57.7778 | 168 | SS 35/10 kv St. Toropa | 4+4 | 0 | 2.6 | 0 |  | 2.6 | 0 | 4.5 | 1.9 | 1.9 |  | 57.7778 | Nelidovskie power grids
169 | SS 110/35/10 kv Andreapol | 10+10 | 7.8 | 0.4 | 120 | 7.4 | 0 | 10.5 | 3.1 | 3.1 |  | 74.2857 | 169 | SS 110/35/10 kv Andreapol | 10+10 | 3.825 | 11.625 | 0.4 | 120 | 11.225 | 0 | 10.5 | -0.725 | -0.725 | MS is closed | 110.7143 | Nelidovskie power grids
| Nom. capacity MV, MVA | 10+10 | 0.9 | 0 |  | 0.9 | 0 | 10.5 | 9.6 |  |  |  |  | Nom. capacity MV, MVA | 10+10 | 0.0375 | 0.9375 | 0 |  | 0.9375 | 0 | 10.5 | 9.5625
| Nom. capacity LV, MVA | 10+10 | 6.9 | 0.4 | 120 | 6.5 | 0 | 10.5 | 4 |  |  |  |  | Nom. capacity LV, MVA | 10+10 | 3.7875 | 10.6875 | 0.4 | 120 | 10.2875 | 0 | 10.5 | 0.2125
170 | SS 110/35/10 kv Bely | 16+10 | 5.2 | 0.3 | 120 | 4.9 | 0 | 10.5 | 5.6 | 5.6 |  | 49.5238 | 170 | SS 110/35/10 kv Bely | 16+10 | 0.065 | 5.265 | 0.3 | 120 | 4.965 | 0 | 10.5 | 5.535 | 5.535 |  | 50.1429 | Nelidovskie power grids
| Nom. capacity MV, MVA | 16+10 | 2.9 | 0 |  | 2.9 | 0 | 10.5 | 7.6 |  |  |  |  | Nom. capacity MV, MVA | 16+10 | 0.065 | 2.965 | 0 |  | 2.965 | 0 | 10.5 | 7.535
| Nom. capacity LV, MVA | 16+10 | 2.3 | 0.3 | 120 | 2 | 0 | 10.5 | 8.5 |  |  |  |  | Nom. capacity LV, MVA | 16+10 | 0 | 2.3 | 0.3 | 120 | 2 | 0 | 10.5 | 8.5
171 | SS 110/35/10 kv Zapadnaya Dvina | 10+10 | 11.2 | 2.1 | 120 | 9.1 | 0 | 10.5 | 1.4 | 1.4 |  | 106.6667 | 171 | SS 110/35/10 kv Zapadnaya Dvina | 10+10 | 0.09375 | 11.2937 | 2.1 | 120 | 9.1937 | 0 | 10.5 | 1.3062 | 1.3062 |  | 107.5595 | Nelidovskie power grids
| Nom. capacity MV, MVA | 10+10 | 3.1 | 1.6 | 120 | 1.5 | 0 | 10.5 | 9 |  |  |  |  | Nom. capacity MV, MVA | 10+10 | 0 | 3.1 | 1.6 | 120 | 1.5 | 0 | 10.5 | 9
| Nom. capacity LV, MVA | 10+10 | 8.1 | 0.5 |  | 7.6 | 0 | 10.5 | 2.9 |  |  |  |  | Nom. capacity LV, MVA | 10+10 | 0.09375 | 8.1937 | 0.5 |  | 7.6937 | 0 | 10.5 | 2.8062
172 | SS 110/35/10 kv Toropets | 16+25 | 18.9 | 1.3 | 120 | 17.6 | 0 | 16.8 | -0.8 | -0.8 | MS is closed | 112.5 | 172 | SS 110/35/10 kv Toropets | 16+25 | 0 | 18.9 | 1.3 | 120 | 17.6 | 0 | 16.8 | -0.8 | -0.8 | MS is closed | 112.5 | Nelidovskie power grids
| Nom. capacity MV, MVA | 16+25 | 5.2 | 1 | 120 | 4.2 | 0 | 16.8 | 12.6 |  |  |  |  | Nom. capacity MV, MVA | 16+25 | 0 | 5.2 | 1 | 120 | 4.2 | 0 | 16.8 | 12.6
| Nom. capacity LV, MVA | 16+25 | 13.7 | 0.3 | 120 | 13.4 | 0 | 16.8 | 3.4 |  |  |  |  | Nom. capacity LV, MVA | 16+25 | 0 | 13.7 | 0.3 | 120 | 13.4 | 0 | 16.8 | 3.4
173 | SS Bakhmutovo 35/10 kv | 2.5 | 0.78109 | 0.78109 | 120 | 0.78109 | 0 | 0.78109 | 0 | 0 |  | 29.756 | 173 | SS Bakhmutovo 35/10 kv | 2.5 | 0 | 0.78109 | 0.78109 | 120 | 0.78109 | 0 | 0.78109 | 0 | 0 |  | 29.756 | Rzhevskie power grids
174 | SS Pyatnitskoe 35/10kv | 2.5 | 0.17646 | 0.17646 | 240 | 0.17646 | 0 | 0.17646 | 0 | 0 |  | 6.7223 | 174 | SS Pyatnitskoe 35/10kv | 2.5 | 0 | 0.17646 | 0.17646 | 240 | 0.17646 | 0 | 0.17646 | 0 | 0 |  | 6.7223 | Rzhevskie power grids
175 | SS Karamzino 35/10kv | 1.6 | 0.49045 | 0 |  | 0 | 0 | 0 | -0.49045 | -0.49045 | MS is closed | 29.1938 | 175 | SS Karamzino 35/10kv | 1.6 | 0.075 | 0.56546 | 0 |  | 0 | 0 | 0 | -0.56546 | -0.56546 | MS is closed | 33.658 | Rzhevskie power grids
176 | SS Kn. Gory 35/10kv | 2.5 | 1.6167 | 0.2 | 240 | 0.2 | 0 | 0.2 | -1.4167 | -1.4167 | MS is closed | 61.588 | 176 | SS Kn. Gory 35/10kv | 2.5 | 0.55 | 2.1667 | 0.2 | 240 | 0.2 | 0 | 0.2 | -1.9667 | -1.9667 | MS is closed | 82.5404 | Rzhevskie power grids
177 | SS Salino 35/10kv | 2.5 | 0.4671 | 0 |  | 0 | 0 | 0 | -0.4671 | -0.4671 | MS is closed | 17.7943 | 177 | SS Salino 35/10kv | 2.5 | 0 | 0.4671 | 0 |  | 0 | 0 | 0 | -0.4671 | -0.4671 | MS is closed | 17.7943 | Rzhevskie power grids
178 | SS Gusevo 35/10kv | 2.5 | 0.2159 | 0.2159 | 120 | 0.2159 | 0 | 0.2159 | 0 | 0 |  | 8.2249 | 178 | SS Gusevo 35/10kv | 2.5 | 0 | 0.2159 | 0.2159 | 120 | 0.2159 | 0 | 0.2159 | 0 | 0 |  | 8.2249 | Rzhevskie power grids
179 | SS Mol.Tud 35/10kv | 2.5 | 0.58128 | 0.58128 | 120 | 0.58128 | 0 | 0.58128 | 0 | 0 |  | 22.144 | 179 | SS Mol.Tud 35/10kv | 2.5 | 0 | 0.58128 | 0.58128 | 120 | 0.58128 | 0 | 0.58128 | 0 | 0 |  | 22.144 | Rzhevskie power grids
180 | SS Ilyenki 35/10kv | 2.5 | 0.28545 | 0.28545 | 120 | 0.28545 | 0 | 0.28545 | 0 | 0 |  | 10.8743 | 180 | SS Ilyenki 35/10kv | 2.5 | 0 | 0.28545 | 0.28545 | 120 | 0.28545 | 0 | 0.28545 | 0 | 0 |  | 10.8743 | Rzhevskie power grids
181 | SS Kadenka 35/10kv | 1 | 0.052938 | 0.052938 | 120 | 0.052938 | 0 | 0.052938 | 0 | 0 |  | 5.0417 | 181 | SS Kadenka 35/10kv | 1 | 0 | 0.052938 | 0.052938 | 120 | 0.052938 | 0 | 0.052938 | 0 | 0 |  | 5.0417 | Rzhevskie power grids
182 | SS Rodnya 35/10kv | 2.5 | 0.33527 | 0.33527 | 120 | 0.33527 | 0 | 0.33527 | 0 | 0 |  | 12.7723 | 182 | SS Rodnya 35/10kv | 2.5 | 0.2375 | 0.57277 | 0.33527 | 120 | 0.33527 | 0 | 0.33527 | -0.2375 | -0.2375 | MS is closed | 21.82 | Rzhevskie power grids
183 | SS Bernovo 35/10kv | 1.6 | 0.4671 | 0 |  | 0 | 0 | 0 | -0.4671 | -0.4671 | MS is closed | 27.8036 | 183 | SS Bernovo 35/10kv | 1.6 | 0 | 0.4671 | 0 |  | 0 | 0 | 0 | -0.4671 | -0.4671 | MS is closed | 27.8036 | Rzhevskie power grids
184 | SS RMK 35/10kv | 10+10 | 11.49 | 1.4167 | 240 | 10.0733 | 0 | 10.5 | 0.42667 | 0.42667 |  | 109.4286 | 184 | SS RMK 35/10kv | 10+10 | 0 | 11.49 | 1.4167 | 240 | 10.0733 | 0 | 10.5 | 0.42667 | 0.42667 |  | 109.4286 | Rzhevskie power grids
185 | SS Osuga 35/10kv | 2,5+2,5 | 0.28 | 0 |  | 0.28 | 0 | 2.625 | 2.345 | 2.345 |  | 10.6667 | 185 | SS Osuga 35/10kv | 2,5+2,5 | 0 | 0.28 | 0 |  | 0.28 | 0 | 2.625 | 2.345 | 2.345 |  | 10.6667 | Rzhevskie power grids
186 | SS Min.Dvory 35/10kv | 2,5+3,2 | 1.66 | 0 |  | 1.66 | 0 | 2.625 | 0.965 | 0.965 |  | 63.2381 | 186 | SS Min.Dvory 35/10kv | 2,5+3,2 | 1.5125 | 3.1725 | 0 |  | 3.1725 | 0 | 2.625 | -0.5475 | -0.5475 | MS is closed | 120.8571 | Rzhevskie power grids
187 | SS Kleshnevo 35/10kv | 4+4 | 0.8 | 0 |  | 0.8 | 0 | 4.2 | 3.4 | 3.4 |  | 19.0476 | 187 | SS Kleshnevo 35/10kv | 4+4 | 1.7625 | 2.5625 | 0 |  | 2.5625 | 0 | 4.2 | 1.6375 | 1.6375 |  | 61.0119 | Rzhevskie power grids
188 | SS Zubtsov 35/10kv | 6,3+6,3 | 9.88 | 1.2333 | 120 | 8.6467 | 0 | 6.615 | -2.0317 | -2.0317 | MS is closed | 149.3575 | 188 | SS Zubtsov 35/10kv | 6,3+6,3 | 5.155 | 15.035 | 1.2333 | 120 | 13.8017 | 0 | 6.615 | -7.1867 | -7.1867 | MS is closed | 227.2865 | Rzhevskie power grids
189 | SS P.Gorodishche 35/10kv | 5,6+5,6 | 3.98 | 1.5667 | 240 | 2.4133 | 0 | 5.88 | 3.4667 | 3.4667 |  | 67.6871 | 189 | SS P.Gorodishche 35/10kv | 5,6+5,6 | 0.0625 | 4.0425 | 1.5667 | 240 | 2.4758 | 0 | 5.88 | 3.4042 | 3.4042 |  | 68.75 | Rzhevskie power grids
190 | SS Stepurino 35/10kv | 4+4 | 1.31 | 0 |  | 1.31 | 0 | 4.2 | 2.89 | 2.89 |  | 31.1905 | 190 | SS Stepurino 35/10kv | 4+4 | 0 | 1.31 | 0 |  | 1.31 | 0 | 4.2 | 2.89 | 2.89 |  | 31.1905 | Rzhevskie power grids
191 | SS Maksimovo 35/10kv | 2,5+2,5 | 0.54 | 0.54 | 240 | 0 | 0 | 2.625 | 2.625 | 2.625 |  | 20.5714 | 191 | SS Maksimovo 35/10kv | 2,5+2,5 | 0 | 0.54 | 0.54 | 240 | 0 | 0 | 2.625 | 2.625 | 2.625 |  | 20.5714 | Rzhevskie power grids
192 | SS Lukovnikovo 35/10kv | 4+2,5 | 1.29 | 0 |  | 1.29 | 0 | 2.625 | 1.335 | 1.335 |  | 49.1429 | 192 | SS Lukovnikovo 35/10kv | 4+2,5 | 0 | 1.29 | 0 |  | 1.29 | 0 | 2.625 | 1.335 | 1.335 |  | 49.1429 | Rzhevskie power grids
193 | SS NTPF 110/10kv | 6,3+6,3 | 1.09 | 0 |  | 1.09 | 0 | 6.615 | 5.525 | 5.525 |  | 16.4777 | 193 | SS NTPF 110/10kv | 6,3+6,3 | 0 | 1.09 | 0 |  | 1.09 | 0 | 6.615 | 5.525 | 5.525 |  | 16.4777 | Rzhevskie power grids
194 | SS Mostovaya 110/10kv | 6,3+6,3 | 1.6 | 0.45 | 240 | 1.15 | 0 | 6.615 | 5.465 | 5.465 |  | 24.1875 | 194 | SS Mostovaya 110/10kv | 6,3+6,3 | 0.125 | 1.725 | 0.45 | 240 | 1.275 | 0 | 6.615 | 5.34 | 5.34 |  | 26.0771 | Rzhevskie power grids
195 | SS Rzhev 110/35/10kv | 40.5+40 | 47.62 | 4.6882 | 120 | 42.9318 | 0 | 42 | -0.9318 | -0.9318 | MS is closed | 113.381 | 195 | SS Rzhev 110/35/10kv | 40.5+40 | 9.2425 | 56.8625 | 4.6882 | 120 | 52.1743 | 0 | 42 | -10.1743 | -10.1743 | MS is closed | 135.3869 | Rzhevskie power grids
| Nom. capacity MV, MVA | 40.5+40 | 39.54 | 3.1882 | 120 | 36.3518 | 0 | 42 | 5.6482 |  |  |  |  | Nom. capacity MV, MVA | 40.5+40 | 9.1175 | 48.6575 | 3.1882 | 120 | 45.4693 | 0 | 42 | -3.4693
| Nom. capacity LV, MVA | 40.5+40 | 8.08 | 1.5 | 120 | 6.58 | 0 | 42 | 35.42 |  |  |  |  | Nom. capacity LV, MVA | 40.5+40 | 0.125 | 8.205 | 1.5 | 120 | 6.705 | 0 | 42 | 35.295
196 | SS Chertolino 110/35/10kv | 5,6+6,3 | 1.27 | 0.34667 | 240 | 0.92333 | 0 | 5.88 | 4.9567 | 4.9567 |  | 21.5986 | 196 | SS Chertolino 110/35/10kv | 5,6+6,3 | 0 | 1.27 | 0.34667 | 240 | 0.92333 | 0 | 5.88 | 4.9567 | 4.9567 |  | 21.5986 | Rzhevskie power grids
| Nom. capacity MV, MVA | 5,6+6,3 | 0.18 | 0.18 | 240 | 0 | 0 | 5.88 | 5.88 |  |  |  |  | Nom. capacity MV, MVA | 5,6+6,3 | 0 | 0.18 | 0.18 | 240 | 0 | 0 | 5.88 | 5.88
| Nom. capacity LV, MVA | 5,6+6,3 | 1.09 | 0.16667 | 240 | 0.92333 | 0 | 5.88 | 4.9567 |  |  |  |  | Nom. capacity LV, MVA | 5,6+6,3 | 0 | 1.09 | 0.16667 | 240 | 0.92333 | 0 | 5.88 | 4.9567
197 | SS Olenino 110/35/10 | 16+10 | 5.08 | 0.33839 | 120 | 4.7416 | 0 | 10.5 | 5.7584 | 5.7584 |  | 48.381 | 197 | SS Olenino 110/35/10 | 16+10 | 0 | 5.08 | 0.33839 | 120 | 4.7416 | 0 | 10.5 | 5.7584 | 5.7584 |  | 48.381 | Rzhevskie power grids
| Nom. capacity MV, MVA | 16+10 | 0.83 | 0.33839 | 120 | 0.49161 | 0 | 10.5 | 10.0084 |  |  |  |  | Nom. capacity MV, MVA | 16+10 | 0 | 0.83 | 0.33839 | 120 | 0.49161 | 0 | 10.5 | 10.0084
| Nom. capacity LV, MVA | 16+10 | 4.25 |  |  | 4.25 | 0 | 10.5 | 6.25 |  |  |  | 2: Nom. capacity LV, MVA; 3: 16+10; 4: 0; 5: 4.25; Min. 8: 4.25; Min. 9: 0; Min. 10: 10.5; Min. 11: 6.25
198 | SS Staritsa 110/35/10kv | 16+16 | 13.92 | 5.0738 | 480 | 8.8462 | 0 | 16.8 | 7.9538 | 7.9538 |  | 82.8571 | 198 | SS Staritsa 110/35/10kv | 16+16 | 0.55 | 14.47 | 5.0738 | 480 | 9.3962 | 0 | 16.8 | 7.4038 | 7.4038 |  | 86.131 | Rzhevskie power grids
| Nom. capacity MV, MVA | 16+16 | 3.67 | 3.6071 | 480 | 0.0629 | 0 | 16.8 | 16.7371 |  |  |  |  | Nom. capacity MV, MVA | 16+16 | 0.2375 | 3.9075 | 3.6071 | 480 | 0.3004 | 0 | 16.8 | 16.4996
| Nom. capacity LV, MVA | 16+16 | 10.25 | 1.4667 | 240 | 8.7833 | 0 | 16.8 | 8.0167 |  |  |  |  | Nom. capacity LV, MVA | 16+16 | 0.3125 | 10.5625 | 1.4667 | 240 | 9.0958 | 0 | 16.8 | 7.7042
199 | SS Z.Pole 110/35/10kv | 6,3+6,3 | 2.31 |  |  | 2.31 | 0 | 6.615 | 4.305 | 4.305 |  | 34.9206 | 199 | SS Z.Pole 110/35/10kv | 6,3+6,3 | 0.2875 | 2.5975 |  |  | 2.5975 | 0 | 6.615 | 4.0175 | 4.0175 |  | 39.2668 | Rzhevskie power grids
| Nom. capacity MV, MVA | 6,3+6,3 | 0 |  |  | 0 | 0 | 6.615 | 6.615 |  |  |  | 2: Nom. capacity MV, MVA; 3: 6,3+6,3; 4: 0; 5: 0; Min. 8: 0; Min. 9: 0; Min. 10: 6.615; Min. 11: 6.615
| Nom. capacity MV, MVA | 6,3+6,3 | 2.31 |  |  | 2.31 | 0 | 6.615 | 4.305 |  |  |  | 2: Nom. capacity MV, MVA; 3: 6,3+6,3; 4: 0.2875; 5: 2.5975; Min. 8: 2.5975; Min. 9: 0; Min. 10: 6.615; Min. 11: 4.0175
200 | SS Zolootval 110/10 | 2.5 | 0.27248 | 0.27248 | 24 hours | 0.27248 | 0 | 0.27248 | 0 | 0 |  | 10.38 | 200 | SS Zolootval 110/10 | 2.5 | 0.75 | 1.0225 | 0.27248 | 24 hours | 0.27248 | 0 | 0.27248 | -0.75 | -0.75 | MS is closed | 129.8381 | Tverskie power grids
201 | SS Krasnogorskaya 35/10 | 1.6 | 1.0691 | 0 |  | 0 | 0 | 0 | -1.0691 | -1.0691 | MS is closed | 63.6393 | 201 | SS Krasnogorskaya 35/10 | 1.6 | 0 | 1.0691 | 0 |  | 0 | 0 | 0 | -1.0691 | -1.0691 | MS is closed | 63.6393 | Tverskie power grids
202 | SS Lisitsky Bor 35/10 | 2.5 | 2.1175 | 0 |  | 0 | 0 | 0 | -2.1175 | -2.1175 | MS is closed | 80.6674 | 202 | SS Lisitsky Bor 35/10 | 2.5 | 0.155 | 2.2725 | 0 |  | 0 | 0 | 0 | -2.2725 | -2.2725 | MS is closed | 86.5722 | Tverskie power grids
203 | SS No.6 35/10 | 1 | 0.10726 | 0 |  | 0 | 0 | 0 | -0.10726 | -0.10726 | MS is closed | 10.2152 | 204 | SS No.6 35/10 | 1 | 0 | 0.10726 | 0 |  | 0 | 0 | 0 | -0.10726 | -0.10726 | MS is closed | 10.2152 | Tverskie power grids
204 | SS No.1 35/6 | 1 | 0.9342 | 0 |  | 0 | 0 | 0 | -0.9342 | -0.9342 | MS is closed | 88.9714 | 205 | SS No.1 35/6 | 1 | 0 | 0.9342 | 0 |  | 0 | 0 | 0 | -0.9342 | -0.9342 | MS is closed | 88.9714 | Tverskie power grids
205 | SS No.1 35/10 | 2.5 | 1.903 | 0 |  | 0 | 0 | 0 | -1.903 | -1.903 | MS is closed | 72.4952 |  | SS No.1 35/10 | 2.5 | 0.4375 | 2.3405 | 0 |  | 0 | 0 | 0 | -2.3405 | -2.3405 | MS is closed | 89.1619 | Tverskie power grids
206 | SS No.16 35/6 | 1 | 0.26815 | 0 |  | 0 | 0 | 0 | -0.26815 | -0.26815 | MS is closed | 25.5381 | 206 | SS No.16 35/6 | 1 | 0 | 0.26815 | 0 |  | 0 | 0 | 0 | -0.26815 | -0.26815 | MS is closed | 25.5381 | Tverskie power grids
207 | SS No.16 35/10 | 2.5 | 2.0362 | 0 |  | 0 | 0 | 0 | -2.0362 | -2.0362 | MS is closed | 77.5699 |  | SS No.16 35/10 | 2.5 | 0 | 2.0362 | 0 |  | 0 | 0 | 0 | -2.0362 | -2.0362 | MS is closed | 77.5699 | Tverskie power grids
208 | SS Zolotikha 35/10 | 2.5 | 0.87815 | 0.87815 | 24 hours | 0.87815 | 0 | 0.87815 | 0 | 0 |  | 33.4533 | 207 | SS Zolotikha 35/10 | 2.5 | 0 | 0.87815 | 0.87815 | 24 hours | 0.87815 | 0 | 0.87815 | 0 | 0 |  | 33.4533 | Tverskie power grids
209 | SS Novy Stan 35/10 | 2.5 | 0.355 | 0.355 | 24 hours | 0.355 | 0 | 0.355 | 0 | 0 |  | 13.5237 | 208 | SS Novy Stan 35/10 | 2.5 | 0 | 0.355 | 0.355 | 24 hours | 0.355 | 0 | 0.355 | 0 | 0 |  | 13.5237 | Tverskie power grids
210 | SS Romanovo 35/10 | 2.5 | 0.7484 | 0.7484 | 24 hours | 0.7484 | 0 | 0.7484 | 0 | 0 |  | 28.5104 | 209 | SS Romanovo 35/10 | 2.5 | 0 | 0.7484 | 0.7484 | 24 hours | 0.7484 | 0 | 0.7484 | 0 | 0 |  | 28.5104 | Tverskie power grids
211 | SS Pervitino 35/10 | 1.6 | 0.39236 | 0 |  | 0 | 0 | 0 | -0.39236 | -0.39236 | MS is closed | 23.355 | 210 | SS Pervitino 35/10 | 1.6 | 0 | 0.39236 | 0 |  | 0 | 0 | 0 | -0.39236 | -0.39236 | MS is closed | 23.355 | Tverskie power grids
212 | SS No. 8 35/10 | 2.5 | 2.0443 | 0 |  | 0 | 0 | 0 | -2.0443 | -2.0443 | MS is closed | 77.8797 | 211 | SS No. 8 35/10 | 2.5 | 0 | 2.0443 | 0 |  | 0 | 0 | 0 | -2.0443 | -2.0443 | MS is closed | 77.8797 | Tverskie power grids
213 | SS Aleksino 35/6 | 2.5 | 1.3494 | 0 |  | 0 | 0 | 0 | -1.3494 | -1.3494 | MS is closed | 51.4057 | 212 | SS Aleksino 35/6 | 2.5 | 1.455 | 2.8044 | 0 |  | 0 | 0 | 0 | -2.8044 | -2.8044 | MS is closed | 106.8343 | Tverskie power grids
214 | SS Bezborodovo 35/10 | 2.5 | 2.2706 | 0 |  | 0 | 0 | 0 | -2.2706 | -2.2706 | MS is closed | 86.5 | 213 | SS Bezborodovo 35/10 | 2.5 | 0 | 2.2706 | 0 |  | 0 | 0 | 0 | -2.2706 | -2.2706 | MS is closed | 86.5 | Tverskie power grids
215 | SS Medvedikha 110/10 | 2.5 | 0.58682 | 0.58682 | 24 hours | 0.58682 | 0 | 0.58682 | 0 | 0 |  | 22.3549 | 214 | SS Medvedikha 110/10 | 2.5 | 0 | 0.58682 | 0.58682 | 24 hours | 0.58682 | 0 | 0.58682 | 0 | 0 |  | 22.3549 | Tverskie power grids
216 | SS Kivirichi 35/10 | 2.5 | 0.27248 | 0 |  | 0 | 0 | 0 | -0.27248 | -0.27248 | MS is closed | 10.38 | 215 | SS Kivirichi 35/10 | 2.5 | 0 | 0.27248 | 0 |  | 0 | 0 | 0 | -0.27248 | -0.27248 | MS is closed | 10.38 | Tverskie power grids
217 | SS Dievo 35/10 | 2.5 | 0.29064 | 0.29064 | 24 hours | 0.29064 | 0 | 0.29064 | 0 | 0 |  | 11.072 | 216 | SS Dievo 35/10 | 2.5 | 0 | 0.29064 | 0.29064 | 24 hours | 0.29064 | 0 | 0.29064 | 0 | 0 |  | 11.072 | Tverskie power grids
218 | SS No.17 35/10 | 4+4 | 1.0432 | 0 |  | 1.0432 | 0 | 2.62 | 1.5768 | 1.5768 |  | 39.8164 | 217 | SS No.17 35/10 | 4+4 | 0 | 1.0432 | 0 |  | 1.0432 | 0 | 2.62 | 1.5768 | 1.5768 |  | 39.8164 | Tverskie power grids
219 | SS Danilovskoe 35/6 | 2,5+6,3 | 1.0354 | 0 |  | 1.0354 | 0 | 2.63 | 1.5946 | 1.5946 |  | 39.369 | 203 | SS Danilovskoe 35/6 | 2,5+6,3 | 0 | 0.24375 | 0 |  | 0.24375 | 0 | 2.63 | 2.3862 | 2.3862 |  | 9.2681 | Tverskie power grids
220 | SS Kushalino 35/10 | 2,5+2,5 | 2.241 | 0 |  | 2.241 | 0 | 2.62 | 0.37896 | 0.37896 |  | 85.536 | 218 | SS Kushalino 35/10 | 2,5+2,5 | 0.04375 | 2.2848 | 0 |  | 2.2848 | 0 | 2.62 | 0.33521 | 0.33521 |  | 87.2058 | Tverskie power grids
221 | SS No.4 35/6 | 5,6+5,6 | 2.0085 | 0 |  | 2.0085 | 0 | 5.88 | 3.8715 | 3.8715 |  | 34.1587 | 219 | SS No.4 35/6 | 5,6+5,6 | 0.25 | 2.2585 | 0 |  | 2.2585 | 0 | 5.88 | 3.6215 | 3.6215 |  | 38.4104 | Tverskie power grids
222 | SS No.13 35/10/6 | 3,2+3,2 | 1.515 | 0 |  | 1.515 | 0 | 3.36 | 1.845 | 1.845 |  | 45.0881 | 220 | SS No.13 35/10/6 | 3,2+3,2 | 0 | 1.515 | 0 |  | 1.515 | 0 | 3.36 | 1.845 | 1.845 |  | 45.0881 | Tverskie power grids
223 | SS No.27 35/6 | 10+10 | 14.2569 | 0 |  | 14.2569 | 0 | 10.5 | -3.7569 | -3.7569 | MS is closed | 135.7803 | 221 | SS No.27 35/6 | 10+10 | 0 | 14.2569 | 0 |  | 14.2569 | 0 | 10.5 | -3.7569 | -3.7569 | MS is closed | 135.7803 | Tverskie power grids
224 | SS Vagzhanovskaya 35/6 | 16+16 | 20.515 | 0 |  | 20.515 | 0 | 16.8 | -3.715 | -3.715 | MS is closed | 122.1133 | 222 | SS Vagzhanovskaya 35/6 | 16+16 | 0.0625 | 20.5775 | 0 |  | 20.5775 | 0 | 16.8 | -3.7775 | -3.7775 | MS is closed | 122.4853 | Tverskie power grids
225 | SS Plant 1Maya 35/6 | 10+10 | 5.5585 | 0 |  | 5.5585 | 0 | 10.5 | 4.9415 | 4.9415 |  | 52.938 | 223 | SS Plant 1Maya 35/6 | 10+10 | 2.5838 | 8.1422 | 0 |  | 8.1422 | 0 | 10.5 | 2.3578 | 2.3578 |  | 77.5451 | Tverskie power grids
226 | SS Steklovolokno 35/6 | 10+10 | 4.344 | 0 |  | 4.344 | 0 | 10.5 | 6.156 | 6.156 |  | 41.3717 | 224 | SS Steklovolokno 35/6 | 10+10 | 1.5913 | 5.9353 | 0 |  | 5.9353 | 0 | 10.5 | 4.5647 | 4.5647 |  | 56.5265 | Tverskie power grids
227 | SS Sominka 35/10 | 16+16 | 16.199 | 0 |  | 16.199 | 0 | 16.8 | 0.60097 | 0.60097 |  | 96.4228 | 225 | SS Sominka 35/10 | 16+16 | 0.23125 | 16.4303 | 0 |  | 16.4303 | 0 | 16.8 | 0.36972 | 0.36972 |  | 97.7993 | Tverskie power grids
228 | SS Zavolzhskaya 35/6 | 7,5+10 | 6.5034 | 0 |  | 6.5034 | 0 | 7.88 | 1.3766 | 1.3766 |  | 82.5307 | 226 | SS Zavolzhskaya 35/6 | 7,5+10 | 0 | 6.5034 | 0 |  | 6.5034 | 0 | 7.88 | 1.3766 | 1.3766 |  | 82.5307 | Tverskie power grids
229 | SS Kaposhvar 35/10 | 10+10 | 9.6642 | 0 |  | 9.6642 | 0 | 10.5 | 0.83579 | 0.83579 |  | 92.0401 | 227 | SS Kaposhvar 35/10 | 10+10 | 0.289 | 9.9532 | 0 |  | 9.9532 | 0 | 10.5 | 0.54679 | 0.54679 |  | 94.7925 | Tverskie power grids
230 | SS Mamulino 110/10 | 6,3+6,3 | 3.7729 | 0 |  | 3.7729 | 0 | 6.62 | 2.8471 | 2.8471 |  | 56.992 | 228 | SS Mamulino 110/10 | 6,3+6,3 | 4.5563 | 8.3291 | 0 |  | 8.3291 | 0 | 6.62 | -1.7091 | -1.7091 | MS is closed | 125.8175 | Tverskie power grids
231 | SS Glazkovo 110/10 | 6,3+6,3 | 6.8936 | 0 |  | 6.8936 | 0 | 6.62 | -0.27362 | -0.27362 | MS is closed | 104.1332 | 229 | SS Glazkovo 110/10 | 6,3+6,3 | 0.61775 | 7.5114 | 0 |  | 7.5114 | 0 | 6.62 | -0.89137 | -0.89137 | MS is closed | 113.4648 | Tverskie power grids
232 | SS Proletarskaya 110/10 | 16+16 | 9.9754 | 0 |  | 9.9754 | 0 | 16.8 | 6.8246 | 6.8246 |  | 59.3771 | 230 | SS Proletarskaya 110/10 | 16+16 | 0 | 9.9754 | 0 |  | 9.9754 | 0 | 16.8 | 6.8246 | 6.8246 |  | 59.3771 | Tverskie power grids
233 | SS Turginovo 35/10 | 6,3+6,3 | 5.0922 | 0 |  | 5.0922 | 0 | 6.62 | 1.5278 | 1.5278 |  | 76.921 | 231 | SS Turginovo 35/10 | 6,3+6,3 | 0 | 5.0922 | 0 |  | 5.0922 | 0 | 6.62 | 1.5278 | 1.5278 |  | 76.921 | Tverskie power grids
234 | SS Sakharovo 35/10 | 2,5+2,5 | 2.6164 | 0 |  | 2.6164 | 0 | 2.62 | 0.0036345 | 0.0036345 |  | 99.8613 | 232 | SS Sakharovo 35/10 | 2,5+2,5 | 0.1675 | 2.7839 | 0 |  | 2.7839 | 0 | 2.62 | -0.16387 | -0.16387 | MS is closed | 106.2544 | Tverskie power grids
235 | SS Golovino 35/10 | 2,5+2,5 | 1.2774 | 0 |  | 1.2774 | 0 | 2.62 | 1.3426 | 1.3426 |  | 48.7569 | 233 | SS Golovino 35/10 | 2,5+2,5 | 0.3625 | 1.6399 | 0 |  | 1.6399 | 0 | 2.62 | 0.98007 | 0.98007 |  | 62.5928 | Tverskie power grids
236 | SS Kalikino 35/10 | 2+3,2 | 1.7715 | 0 |  | 1.7715 | 0 | 2.1 | 0.32848 | 0.32848 |  | 84.3581 | 234 | SS Kalikino 35/10 | 2+3,2 | 0.02625 | 1.7978 | 0 |  | 1.7978 | 0 | 2.1 | 0.30223 | 0.30223 |  | 85.6081 | Tverskie power grids
237 | SS Kvakshino 35/10 | 4+4 | 1.0221 | 0 |  | 1.0221 | 0 | 4.2 | 3.1779 | 3.1779 |  | 24.3353 | 235 | SS Kvakshino 35/10 | 4+4 | 0 | 1.0221 | 0 |  | 1.0221 | 0 | 4.2 | 3.1779 | 3.1779 |  | 24.3353 | Tverskie power grids
238 | SS Gorodnya 35/10 | 4+6,3 | 2.9259 | 0 |  | 2.9259 | 0 | 4.2 | 1.2741 | 1.2741 |  | 69.6634 | 236 | SS Gorodnya 35/10 | 4+6,3 | 0.075 | 3.0009 | 0 |  | 3.0009 | 0 | 4.2 | 1.1991 | 1.1991 |  | 71.4491 | Tverskie power grids
239 | SS Ryazanovo 35/10 | 4+4 | 2.5838 | 0 |  | 2.5838 | 0 | 4.2 | 1.6162 | 1.6162 |  | 61.518 | 237 | SS Ryazanovo 35/10 | 4+4 | 0 | 2.5838 | 0 |  | 2.5838 | 0 | 4.2 | 1.6162 | 1.6162 |  | 61.518 | Tverskie power grids
240 | SS Savvatyevo 35/10 | 1,6+2,5 | 0.67816 | 0 |  | 0.67816 | 0 | 1.68 | 1.0018 | 1.0018 |  | 40.3667 | 238 | SS Savvatyevo 35/10 | 1,6+2,5 | 0 | 0.67816 | 0 |  | 0.67816 | 0 | 1.68 | 1.0018 | 1.0018 |  | 40.3667 | Tverskie power grids
241 | SS Bele-Kushal 35/10 | 1,6+2,5 | 0.75134 | 0 |  | 0.75134 | 0 | 1.68 | 0.92866 | 0.92866 |  | 44.7226 | 239 | SS Bele-Kushal 35/10 | 1,6+2,5 | 0 | 0.75134 | 0 |  | 0.75134 | 0 | 1.68 | 0.92866 | 0.92866 |  | 44.7226 | Tverskie power grids
242 | SS Glass plant 35/10 | 2,5+2,5 | 0.70584 | 0 |  | 0.70584 | 0 | 2.63 | 1.9242 | 1.9242 |  | 26.838 | 240 | SS Glass plant 35/10 | 2,5+2,5 | 0 | 0.70584 | 0 |  | 0.70584 | 0 | 2.63 | 1.9242 | 1.9242 |  | 26.838 | Tverskie power grids
243 | SS Grishkino 35/10 | 4+4 | 5.1926 | 0 |  | 5.1926 | 0 | 4.2 | -0.99259 | -0.99259 | MS is closed | 123.6332 | 241 | SS Grishkino 35/10 | 4+4 | 7.3662 | 12.5588 | 0 |  | 12.5588 | 0 | 4.2 | -8.3588 | -8.3588 | MS is closed | 299.0201 | Tverskie power grids
244 | SS No.2 35/3 | 1+1 | 0.83282 | 0 |  | 0.83282 | 0 | 1.05 | 0.21718 | 0.21718 |  | 79.3164 | 242 | SS No.2 35/3 | 1+1 | 0 | 0.83282 | 0 |  | 0.83282 | 0 | 1.05 | 0.21718 | 0.21718 |  | 79.3164 | Tverskie power grids
245 | SS No.15 35/10 | 4+4 | 3.4916 | 0 |  | 3.4916 | 0 | 4.2 | 0.70843 | 0.70843 |  | 83.1327 | 243 | SS No.15 35/10 | 4+4 | 0 | 3.4916 | 0 |  | 3.4916 | 0 | 4.2 | 0.70843 | 0.70843 |  | 83.1327 | Tverskie power grids
246 | SS Mednoe 35/10 | 6,3+4 | 3.8125 | 0 |  | 3.8125 | 0 | 4.2 | 0.38751 | 0.38751 |  | 90.7735 | 244 | SS Mednoe 35/10 | 6,3+4 | 0.5375 | 4.35 | 0 |  | 4.35 | 0 | 4.2 | -0.14999 | -0.14999 | MS is closed | 103.5711 | Tverskie power grids
247 | SS Tolmachi 35/10 | 2,5+1,8 | 1.1357 | 0 |  | 1.1357 | 0 | 1.89 | 0.75426 | 0.75426 |  | 60.0923 | 245 | SS Tolmachi 35/10 | 2,5+1,8 | 0 | 1.1357 | 0 |  | 1.1357 | 0 | 1.89 | 0.75426 | 0.75426 |  | 60.0923 | Tverskie power grids
248 | SS No. 7 35/10 | 1,8+2,5 | 0.528 | 0 |  | 0.528 | 0 | 1.89 | 1.362 | 1.362 |  | 27.9363 | 246 | SS No. 7 35/10 | 1,8+2,5 | 0 | 0.528 | 0 |  | 0.528 | 0 | 1.89 | 1.362 | 1.362 |  | 27.9363 | Tverskie power grids
249 | SS No. 5 35/6 | 5,6+4 | 2.0051 | 0 |  | 2.0051 | 0 | 4.2 | 2.1949 | 2.1949 |  | 47.7398 | 247 | SS No. 5 35/6 | 5,6+4 | 0 | 2.0051 | 0 |  | 2.0051 | 0 | 4.2 | 2.1949 | 2.1949 |  | 47.7398 | Tverskie power grids
250 | SS No. 9 35/6 | 5,6+6,3 | 5.7329 | 0 |  | 5.7329 | 0 | 5.88 | 0.14713 | 0.14713 |  | 97.4979 | 248 | SS No. 9 35/6 | 5,6+6,3 | 0.2875 | 6.0204 | 0 |  | 6.0204 | 0 | 5.88 | -0.14037 | -0.14037 | MS is closed | 102.3873 | Tverskie power grids
251 | SS No. 9 35/10 | 4+6,3 | 3.4168 | 0 |  | 3.4168 | 0 | 4.2 | 0.78316 | 0.78316 |  | 81.3533 | 249 | SS No. 9 35/10 | 4+6,3 | 0 | 3.4168 | 0 |  | 3.4168 | 0 | 4.2 | 0.78316 | 0.78316 |  | 81.3533 | Tverskie power grids
252 | SS No. 10 35/6 | 1,8+1,8 | 1.9073 | 0 |  | 1.9073 | 0 | 1.89 | -0.017325 | -0.017325 | MS is closed | 100.9167 | 250 | SS No. 10 35/6 | 1,8+1,8 | 0.2875 | 2.1948 | 0 |  | 2.1948 | 0 | 1.89 | -0.30483 | -0.30483 | MS is closed | 116.1283 | Tverskie power grids
253 | SS No. 11 35/10 kv | 10+6,3 | 5.4961 | 0 |  | 5.4961 | 0 | 6.62 | 1.1239 | 1.1239 |  | 83.023 | 251 | SS No. 11 35/10 kv | 10+6,3 | 0.14375 | 5.6399 | 0 |  | 5.6399 | 0 | 6.62 | 0.98013 | 0.98013 |  | 85.1945 | Tverskie power grids
254 | SS Dm.Gora 35/10 | 2,5+4 | 6.0585 | 0 |  | 6.0585 | 0 | 2.63 | -3.4285 | -3.4285 | MS is closed | 230.3597 | 252 | SS Dm.Gora 35/10 | 2,5+4 | 0 | 6.0585 | 0 |  | 6.0585 | 0 | 2.63 | -3.4285 | -3.4285 | MS is closed | 230.3597 | Tverskie power grids
255 | SS ZMI 35/6 | 10+16 | 3.3787 | 0 |  | 3.3787 | 0 | 10.5 | 7.1213 | 7.1213 |  | 32.178 | 253 | SS ZMI 35/6 | 10+16 | 0.09625 | 3.4749 | 0 |  | 3.4749 | 0 | 10.5 | 7.0251 | 7.0251 |  | 33.0947 | Tverskie power grids
256 | SS Izoplit 35/10 | 6,3+6,3 | 1.1807 | 0 |  | 1.1807 | 0 | 6.62 | 5.4393 | 5.4393 |  | 17.8357 | 254 | SS Izoplit 35/10 | 6,3+6,3 | 0 | 1.1807 | 0 |  | 1.1807 | 0 | 6.62 | 5.4393 | 5.4393 |  | 17.8357 | Tverskie power grids
257 | SS Karacharovo 35/10 | 4+6,3 | 1.9722 | 0 |  | 1.9722 | 0 | 4.2 | 2.2278 | 2.2278 |  | 46.9571 | 255 | SS Karacharovo 35/10 | 4+6,3 | 100 | 101.9722 | 0 |  | 101.9722 | 0 | 4.2 | -97.7722 | -97.7722 | MS is closed | 2427.9095 | Tverskie power grids
258 | SS Kr. Luch 35/6 | 2,5+3,2 | 2.9012 | 0 |  | 2.9012 | 0 | 2.63 | -0.27121 | -0.27121 | MS is closed | 110.3122 | 256 | SS Kr. Luch 35/6 | 2,5+3,2 | 0.11875 | 3.02 | 0 |  | 3.02 | 0 | 2.63 | -0.38996 | -0.38996 | MS is closed | 114.8274 | Tverskie power grids
259 | SS Melkovo 35/6 | 1,6+2,5 | 1.2498 | 0 |  | 1.2498 | 0 | 1.68 | 0.43025 | 0.43025 |  | 74.39 | 257 | SS Melkovo 35/6 | 1,6+2,5 | 0 | 1.2498 | 0 |  | 1.2498 | 0 | 1.68 | 0.43025 | 0.43025 |  | 74.39 | Tverskie power grids
260 | SS Selikhovo 35/6 | 2,5+2,5 | 0.9169 | 0 |  | 0.9169 | 0 | 2.63 | 1.7131 | 1.7131 |  | 34.8631 | 258 | SS Selikhovo 35/6 | 2,5+2,5 | 0 | 0.9169 | 0 |  | 0.9169 | 0 | 2.63 | 1.7131 | 1.7131 |  | 34.8631 | Tverskie power grids
261 | SS Mokshino 35/10 | 6,3+6,3 | 3.3908 | 0 |  | 3.3908 | 0 | 6.62 | 3.2292 | 3.2292 |  | 51.2205 | 259 | SS Mokshino 35/10 | 6,3+6,3 | 0.9375 | 4.3283 | 0 |  | 4.3283 | 0 | 6.62 | 2.2917 | 2.2917 |  | 65.3822 | Tverskie power grids
262 | SS Energetik 35/10 | 4+2,5 | 1.6271 | 0 |  | 1.6271 | 0 | 2.63 | 1.0029 | 1.0029 |  | 61.8656 | 260 | SS Energetik 35/10 | 4+2,5 | 0 | 1.6271 | 0 |  | 1.6271 | 0 | 2.63 | 1.0029 | 1.0029 |  | 61.8656 | Tverskie power grids
263 | SS Emmaus 35/10 | 2,5+4 | 2.7092 | 0 |  | 2.7092 | 0 | 2.63 | -0.07918 | -0.07918 | MS is closed | 103.0106 | 261 | SS Emmaus 35/10 | 2,5+4 | 0.0675 | 2.7767 | 0 |  | 2.7767 | 0 | 2.63 | -0.14668 | -0.14668 | MS is closed | 105.5772 | Tverskie power grids
264 | SS Yu.-Devichye 35/10 | 4+4 | 3.2179 | 1.6089 | 120 minutes | 1.6089 | 0 | 4.2 | 2.5911 | 2.5911 |  | 76.6159 | 262 | SS Yu.-Devichye 35/10 | 4+4 | 0.70375 | 3.9216 | 1.6089 | 120 minutes | 2.3127 | 0 | 4.2 | 1.8873 | 1.8873 |  | 93.3719 | Tverskie power grids
265 | SS No.18 35/6 | 10+10+10 | 15.8529 | 0 |  | 15.8529 | 10.5 | 21 | -5.3529 | -5.3529 | MS is closed | 75.4898 | 263 | SS No.18 35/6 | 10+10+10 | 0.06875 | 15.9216 | 0 |  | 15.9216 | 0 | 21 | 5.0784 | 5.0784 |  | 75.8172 | Tverskie power grids
266 | SS Zatveretskaya 35/6 | 10+10+10 | 14.2392 | 0 |  | 14.2392 | 0 | 21 | 6.7608 | 6.7608 |  | 67.8059 | 264 | SS Zatveretskaya 35/6 | 10+10+10 | 0.2125 | 14.4517 | 0 |  | 14.4517 | 0 | 21 | 6.5483 | 6.5483 |  | 68.8179 | Tverskie power grids
267 | SS Pushkino 110/35/10 | 10 | 6.7778 | 6.7778 | 24 hours | 6.7778 | 0 | 6.7778 | 0 | -0.00473 | MS is closed | 64.5504 | 265 | SS Pushkino 110/35/10 | 10 | 0 | 6.7778 | 6.7778 | 24 hours | 6.7778 | 0 | 6.7778 | 0 | -0.00473 | MS is closed | 64.5504 | Tverskie power grids
| Nom. capacity MV, MVA | 8.83 | 6.6031 | 4.65 | 24 hours | 4.65 | 0 | 4.65 | 0 |  |  |  |  | Nom. capacity MV, MVA | 8.83 | 0 | 6.6031 | 4.65 | 24 hours | 4.65 | 0 | 4.65 | 0
| Nom. capacity LV, MVA | 8.75 | 0.17473 | 0.17 | 24 hours | 0.17 | 0 | 0.17 | -0.00473 |  |  |  |  | Nom. capacity LV, MVA | 8.75 | 0 | 0.17473 | 0.17 | 24 hours | 0.17 | 0 | 0.17 | -0.00473
268 | SS Mechanical plant 110/10/6 | 40+40 | 21.9762 | 0 |  | 21.9762 | 0 | 42 | 20.0238 | 9.1668 |  | 52.3243 | 266 | SS Mechanical plant 110/10/6 | 40+40 | 0 | 21.9762 | 0 |  | 21.9762 | 0 | 42 | 20.0238 | 9.1668 |  | 52.3243 | Tverskie power grids
| Nom. capacity MV, MVA | 20+20 | 10.143 | 0 |  | 10.143 | 0 | 21 | 10.857 |  |  |  |  | Nom. capacity MV, MVA | 20+20 | 0 | 10.143 | 0 |  | 10.143 | 0 | 21 | 10.857
| Nom. capacity LV, MVA | 20+20 | 11.8332 | 0 |  | 11.8332 | 0 | 21 | 9.1668 |  |  |  |  | Nom. capacity LV, MVA | 20+20 | 0 | 11.8332 | 0 |  | 11.8332 | 0 | 21 | 9.1668
269 | SS Yuzhnaya 110/35/10 | 40+40 | 56.4951 | 25.68 | 120 | 30.8151 | 0 | 42 | 11.1849 | 11.1849 |  | 134.5122 | 267 | SS Yuzhnaya 110/35/10 | 40+40 | 1.039 | 57.5341 | 25.68 | 120 | 31.8541 | 0 | 42 | 10.1459 | 10.1459 |  | 136.986 | Tverskie power grids
| Nom. capacity MV, MVA | 40+40 | 29.7599 | 25.48 | 120 | 4.2799 | 0 | 42 | 37.7201 |  |  |  |  | Nom. capacity MV, MVA | 40+40 | 0 | 29.7599 | 25.48 | 120 | 4.2799 | 0 | 42 | 37.7201
| Nom. capacity LV, MVA | 40+40 | 26.7352 | 0.2 | 120 | 26.5352 | 0 | 42 | 15.4648 |  |  |  |  | Nom. capacity LV, MVA | 40+40 | 1.039 | 27.7742 | 0.2 | 120 | 27.5742 | 0 | 42 | 14.4258
270 | SS Severnaya 110/35/10 | 40+40 | 33.5162 | 17.9986 | 120 | 15.5176 | 0 | 42 | 26.4824 | 26.4824 |  | 79.8005 | 268 | SS Severnaya 110/35/10 | 40+40 | 9.92 | 43.4362 | 17.9986 | 120 | 25.4376 | 0 | 42 | 16.5624 | 16.5624 |  | 103.4196 | Tverskie power grids
| Nom. capacity MV, MVA | 40+40 | 17.9986 | 17.9986 | 120 | 0 | 0 | 42 | 42 |  |  |  |  | Nom. capacity MV, MVA | 40+40 | 1.8225 | 19.8211 | 17.9986 | 120 | 1.8225 | 0 | 42 | 40.1775
| Nom. capacity LV, MVA | 40+40 | 15.5176 | 0 |  | 15.5176 | 0 | 42 | 26.4824 |  |  |  |  | Nom. capacity LV, MVA | 40+40 | 8.0975 | 23.6151 | 0 |  | 23.6151 | 0 | 42 | 18.3849
271 | SS Lazurnaya 110/35/10 | 40+40 | 29.4156 | 5.64 | 120 | 23.7756 | 0 | 42 | 18.2244 | 18.2244 |  | 70.0371 | 269 | SS Lazurnaya 110/35/10 | 40+40 | 11.7713 | 41.1868 | 5.64 | 120 | 35.5468 | 0 | 42 | 6.4532 | 6.4532 |  | 98.0639 | Tverskie power grids
| Nom. capacity MV, MVA | 40+40 | 17.6613 | 5.64 | 120 | 12.0213 | 0 | 42 | 29.9787 |  |  |  |  | Nom. capacity MV, MVA | 40+40 | 7.6837 | 25.345 | 5.64 | 120 | 19.705 | 0 | 42 | 22.295
| Nom. capacity LV, MVA | 40+40 | 11.7543 | 0 |  | 11.7543 | 0 | 42 | 30.2457 |  |  |  |  | Nom. capacity LV, MVA | 40+40 | 4.0875 | 15.8418 | 0 |  | 15.8418 | 0 | 42 | 26.1582
272 | SS Earthmoving machine plant 110/10/6 | 40+40 | 20.404 | 0 |  | 20.404 | 0 | 42 | 21.596 | 5.0646 |  | 48.5809 | 270 | SS Earthmoving machine plant 110/10/6 | 40+40 | 3.4919 | 23.8958 | 0 |  | 23.8958 | 0 | 42 | 18.1042 | 4.534 |  | 56.8949 | Tverskie power grids
| Nom. capacity MV, MVA | 20+20 | 15.9354 | 0 |  | 15.9354 | 0 | 21 | 5.0646 |  |  |  |  | Nom. capacity MV, MVA | 20+20 | 0.53063 | 16.466 | 0 |  | 16.466 | 0 | 21 | 4.534
| Nom. capacity LV, MVA | 20+20 | 4.4686 | 0 |  | 4.4686 | 0 | 21 | 16.5314 |  |  |  |  | Nom. capacity LV, MVA | 20+20 | 2.9613 | 7.4298 | 0 |  | 7.4298 | 0 | 21 | 13.5702
273 | SS Mednovsky v-or 110/35/10 | 10+10 | 5.5264 | 5.5264 | 120 | 0 | 0 | 10.5 | 10.5 | 10.5 |  | 52.6322 | 271 | SS Mednovsky v-or 110/35/10 | 10+10 | 0.63875 | 6.1651 | 5.5264 | 120 | 0.63875 | 0 | 10.5 | 9.8613 | 9.8613 |  | 58.7155 | Tverskie power grids
| Nom. capacity MV, MVA | 10+10 | 3.4772 | 3.4772 | 120 | 0 | 0 | 10.5 | 10.5 |  |  |  |  | Nom. capacity MV, MVA | 10+10 | 0.63875 | 4.1159 | 3.4772 | 120 | 0.63875 | 0 | 10.5 | 9.8613
| Nom. capacity LV, MVA | 10+10 | 2.0492 | 2.0492 | 120 | 0 | 0 | 10.5 | 10.5 |  |  |  |  | Nom. capacity LV, MVA | 10+10 | 0 | 2.0492 | 2.0492 | 120 | 0 | 0 | 10.5 | 10.5
274 | SS Likhoslavl 110/35/10 | 25+25 | 21.2816 | 3.9 | 120 | 17.3816 | 0 | 26.25 | 8.8684 | 8.8684 |  | 81.0727 | 272 | SS Likhoslavl 110/35/10 | 25+25 | 0.28875 | 21.5703 | 3.9 | 120 | 17.6703 | 0 | 26.25 | 8.5797 | 8.5797 |  | 82.1727 | Tverskie power grids
| Nom. capacity MV, MVA | 25+25 | 7.958 | 3.9 | 120 | 4.058 | 0 | 26.25 | 22.192 |  |  |  |  | Nom. capacity MV, MVA | 25+25 | 0 | 7.958 | 3.9 | 120 | 4.058 | 0 | 26.25 | 22.192
| Nom. capacity LV, MVA | 25+25 | 13.3236 | 0 |  | 13.3236 | 0 | 26.25 | 12.9264 |  |  |  |  | Nom. capacity LV, MVA | 25+25 | 0.28875 | 13.6123 | 0 |  | 13.6123 | 0 | 26.25 | 12.6377
275 | SS Bezborodovo 110/35/6 | 16+16 | 17.5162 | 2.5 | 120 | 15.0162 | 0 | 16.8 | 1.7837 | 1.7837 |  | 104.2634 | 273 | SS Bezborodovo 110/35/6 | 16+16 | 1.0813 | 18.5975 | 2.5 | 120 | 16.0975 | 0 | 16.8 | 0.7025 | 0.7025 |  | 110.6994 | Tverskie power grids
| Nom. capacity MV, MVA | 16+16 | 17.5162 | 2.5 | 120 | 15.0162 | 0 | 16.8 | 1.7837 |  |  |  |  | Nom. capacity MV, MVA | 16+16 | 1.0813 | 18.5975 | 2.5 | 120 | 16.0975 | 0 | 16.8 | 0.7025
| Nom. capacity LV, MVA | 16+16 | 0 | 0 |  | 0 | 0 | 16.8 | 16.8 |  |  |  |  | Nom. capacity LV, MVA | 16+16 | 0 | 0 | 0 |  | 0 | 0 | 16.8 | 16.8
276 | SS Redkino 110/35/6 | 40+40,5 | 34.8971 | 7.76 | 120 | 27.1371 | 0 | 42 | 14.8629 | 14.8629 |  | 83.0884 | 274 | SS Redkino 110/35/6 | 40+40,5 | 4.0237 | 38.9209 | 7.76 | 120 | 31.1609 | 0 | 42 | 10.8391 | 10.8391 |  | 92.6688 | Tverskie power grids
| Nom. capacity MV, MVA | 40+40 | 27.8219 | 7.76 | 120 | 20.0619 | 0 | 42 | 21.9381 |  |  |  |  | Nom. capacity MV, MVA | 40+40 | 2.1488 | 29.9706 | 7.76 | 120 | 22.2106 | 0 | 42 | 19.7894
| Nom. capacity LV, MVA | 40+40 | 7.0753 | 0 |  | 7.0753 | 0 | 42 | 34.9247 |  |  |  |  | Nom. capacity LV, MVA | 40+40 | 1.875 | 8.9503 | 0 |  | 8.9503 | 0 | 42 | 33.0497
277 | SS Rameshki 110/35/10 | 25+10 | 6.2334 | 3.65 | 120 | 2.5834 | 0 | 10.5 | 7.9166 | 7.9166 |  | 59.3654 | 275 | SS Rameshki 110/35/10 | 25+10 | 0.03125 | 6.2646 | 3.65 | 120 | 2.6146 | 0 | 10.5 | 7.8854 | 7.8854 |  | 59.663 | Tverskie power grids
| Nom. capacity MV, MVA | 25+10 | 3.006 | 2.25 | 120 | 0.75605 | 0 | 10.5 | 9.744 |  |  |  |  | Nom. capacity MV, MVA | 25+10 | 0 | 3.006 | 2.25 | 120 | 0.75605 | 0 | 10.5 | 9.744
| Nom. capacity MV, MVA | 25+10 | 3.2273 | 1.4 | 120 | 1.8273 | 0 | 10.5 | 8.6727 |  |  |  |  | Nom. capacity MV, MVA | 25+10 | 0.03125 | 3.2586 | 1.4 | 120 | 1.8586 | 0 | 10.5 | 8.6414
278 | SS Tuchevo 110/35/10 | 25+25 | 0.35811 | 0.32178 | 120 | 0.03633 | 0 | 26.25 | 26.2137 | 22.9437 |  | 1.3642 | 276 | SS Tuchevo 110/35/10 | 25+25 | 0 | 0.35811 | 0.32178 | 120 | 0.03633 | 0 | 26.25 | 26.2137 | 22.9437 |  | 1.3642 | Tverskie power grids
| Nom. capacity MV, MVA | 25+25 | 0.32178 | 0.32178 | 120 | 0 | 0 | 23.17 | 23.17 |  |  |  |  | Nom. capacity MV, MVA | 25+25 | 0 | 0.32178 | 0.32178 | 120 | 0 | 0 | 23.17 | 23.17
| Nom. capacity MV, MVA | 25+25 | 0.03633 | 0 |  | 0.03633 | 0 | 22.98 | 22.9437 |  |  |  |  | Nom. capacity MV, MVA | 25+25 | 0 | 0.03633 | 0 |  | 0.03633 | 0 | 22.98 | 22.9437
279 | SS Strashevichi 35/10 kv | 4 | 0.5 | 0.5 | 24 hours | 0.5 | 0 | 0.5 | 0 | 0 |  | 11.9048 | 277 | SS Strashevichi 35/10 kv | 4 | 0 | 0.5 | 0.5 | 24 hours | 0.5 | 0 | 0.5 | 0 | 0 |  | 11.9048 | Torzhokskie power grids
280 | SS Sukromlya 35/10 kv | 2.5 | 0.3 | 0.3 | 24 hours | 0.3 | 0 | 0.3 | 0 | 0 |  | 11.4286 | 278 | SS Sukromlya 35/10 kv | 2.5 | 0 | 0.3 | 0.3 | 24 hours | 0.3 | 0 | 0.3 | 0 | 0 |  | 11.4286 | Torzhokskie power grids
281 | SS Kr. Gorodok 35/10 kv | 0.56 | 0.04 | 0 |  | 0 | 0 | 0 | -0.04 | -0.04 | MS is closed | 6.8027 | 279 | SS Kr. Gorodok 35/10 kv | 0.56 | 0 | 0.04 | 0 |  | 0 | 0 | 0 | -0.04 | -0.04 | MS is closed | 6.8027 | Torzhokskie power grids
282 | SS Pryamukhino 35/10 kv | 2.5 | 0.7 | 0.7 | 24 hours | 0.7 | 0 | 0.7 | 0 | 0 |  | 26.6667 | 280 | SS Pryamukhino 35/10 kv | 2.5 | 0 | 0.7 | 0.7 | 24 hours | 0.7 | 0 | 0.7 | 0 | 0 |  | 26.6667 | Torzhokskie power grids
283 | SS Pen 35/10 kv | 1.6 | 0.2 | 0 |  | 0 | 0 | 0 | -0.2 | -0.2 | MS is closed | 11.9048 | 281 | SS Pen 35/10 kv | 1.6 | 0 | 0.2 | 0 |  | 0 | 0 | 0 | -0.2 | -0.2 | MS is closed | 11.9048 | Torzhokskie power grids
284 | SS Pechnikovo 35/10 kv | 2.5 | 0.1 | 0.1 | 24 hours | 0.1 | 0 | 0.1 | 0 | 0 |  | 3.8095 | 282 | SS Pechnikovo 35/10 kv | 2.5 | 0 | 0.1 | 0.1 | 24 hours | 0.1 | 0 | 0.1 | 0 | 0 |  | 3.8095 | Torzhokskie power grids
285 | SS Maksimkovo 35/10 kv | 2.5 | 0.6 | 0.6 | 24 hours | 0.6 | 0 | 0.6 | 0 | 0 |  | 22.8571 | 283 | SS Maksimkovo 35/10 kv | 2.5 | 0 | 0.6 | 0.6 | 24 hours | 0.6 | 0 | 0.6 | 0 | 0 |  | 22.8571 | Torzhokskie power grids
286 | SS Filistovo 35/10 kv | 1.6 | 0.2 | 0.2 | 24 hours | 0.2 | 0 | 0.2 | 0 | 0 |  | 11.9048 | 284 | SS Filistovo 35/10 kv | 1.6 | 0 | 0.2 | 0.2 | 24 hours | 0.2 | 0 | 0.2 | 0 | 0 |  | 11.9048 | Torzhokskie power grids
287 | SS Okovtsy 35/10 kv | 1 | 0.3 | 0.3 | 24 hours | 0.3 | 0 | 0.3 | 0 | 0 |  | 28.5714 | 285 | SS Okovtsy 35/10 kv | 1 | 0 | 0.3 | 0.3 | 24 hours | 0.3 | 0 | 0.3 | 0 | 0 |  | 28.5714 | Torzhokskie power grids
288 | SS Seliger 35/10 kv | 6.3 | 4.5 | 0 |  | 0 | 0 | 0 | -4.5 | -4.5 | MS is closed | 68.0272 | 286 | SS Seliger 35/10 kv | 6.3 | 0.15 | 4.65 | 0 |  | 0 | 0 | 0 | -4.65 | -4.65 | MS is closed | 70.2948 | Torzhokskie power grids
289 | SS Moshary 35/10 kv | 1.6 | 0.2 | 0 |  | 0 | 0 | 0 | -0.2 | -0.2 | MS is closed | 11.9048 | 287 | SS Moshary 35/10 kv | 1.6 | 0 | 0.2 | 0 |  | 0 | 0 | 0 | -0.2 | -0.2 | MS is closed | 11.9048 | Torzhokskie power grids
290 | SS Voroshilovo 35/10 kv | 1 | 0.4 | 0 |  | 0 | 0 | 0 | -0.4 | -0.4 | MS is closed | 38.0952 | 288 | SS Voroshilovo 35/10 kv | 1 | 0 | 0.4 | 0 |  | 0 | 0 | 0 | -0.4 | -0.4 | MS is closed | 38.0952 | Torzhokskie power grids
291 | SS Salutino 35/10 kv | 1.6 | 0.6 | 0 |  | 0 | 0 | 0 | -0.6 | -0.6 | MS is closed | 35.7143 | 289 | SS Salutino 35/10 kv | 1.6 | 0.0375 | 0.6375 | 0 |  | 0 | 0 | 0 | -0.6375 | -0.6375 | MS is closed | 37.9464 | Torzhokskie power grids
292 | SS Moshki 35/10 kv | 2,5+2,5 | 2.6 | 0 |  | 2.6 | 0 | 2.63 | 0.03 | 0.03 |  | 98.8593 | 290 | SS Moshki 35/10 kv | 2,5+2,5 | 0 | 2.6 | 0 |  | 2.6 | 0 | 2.63 | 0.03 | 0.03 |  | 98.8593 | Torzhokskie power grids
293 | SS Vysokoe 35/10 kv | 4+2,5 | 0.9 | 0 |  | 0.9 | 0 | 2.63 | 1.73 | 1.73 |  | 34.2205 | 291 | SS Vysokoe 35/10 kv | 4+2,5 | 0 | 0.9 | 0 |  | 0.9 | 0 | 2.63 | 1.73 | 1.73 |  | 34.2205 | Torzhokskie power grids
294 | SS Bubenyevo 35/10 kv | 4+4 | 2.8 | 0 |  | 2.8 | 0 | 4.2 | 1.4 | 1.4 |  | 66.6667 | 292 | SS Bubenyevo 35/10 kv | 4+4 | 0.3 | 3.1 | 0 |  | 3.1 | 0 | 4.2 | 1.1 | 1.1 |  | 73.8095 | Torzhokskie power grids
295 | SS B.Vishenye 35/10 kv | 2,5+2,5 | 1.1 | 0 |  | 1.1 | 0 | 2.63 | 1.53 | 1.53 |  | 41.8251 | 293 | SS B.Vishenye 35/10 kv | 2,5+2,5 | 0 | 1.1 | 0 |  | 1.1 | 0 | 2.63 | 1.53 | 1.53 |  | 41.8251 | Torzhokskie power grids
296 | SS Budovo 35/10 kv | 2,5+2,5 | 1.4 | 0 |  | 1.4 | 0 | 2.63 | 1.23 | 1.23 |  | 53.2319 | 294 | SS Budovo 35/10 kv | 2,5+2,5 | 0 | 1.4 | 0 |  | 1.4 | 0 | 2.63 | 1.23 | 1.23 |  | 53.2319 | Torzhokskie power grids
297 | SS Eltsy 35/10 kv | 4+4 | 0.42 | 0 |  | 0.42 | 0 | 4.2 | 3.78 | 3.78 |  | 10 | 295 | SS Eltsy 35/10 kv | 4+4 | 0 | 0.42 | 0 |  | 0.42 | 0 | 4.2 | 3.78 | 3.78 |  | 10 | Torzhokskie power grids
298 | SS Selishche 35/10 kv | 4+4 | 1.7 | 0 |  | 1.7 | 0 | 4.2 | 2.5 | 2.5 |  | 40.4762 | 296 | SS Selishche 35/10 kv | 4+4 | 1.0913 | 2.7912 | 0 |  | 2.7912 | 0 | 4.2 | 1.4087 | 1.4087 |  | 66.4583 | Torzhokskie power grids
299 | SS Svyatoe 35/10 kv | 2,5+1,6 | 0.7 | 0 |  | 0.7 | 0 | 1.68 | 0.98 | 0.98 |  | 41.6667 | 297 | SS Svyatoe 35/10 kv | 2,5+1,6 | 0.125 | 0.825 | 0 |  | 0.825 | 0 | 1.68 | 0.855 | 0.855 |  | 49.1071 | Torzhokskie power grids
300 | SS Krapivnya 35/10 kv | 2,5+2,5 | 0.5 | 0 |  | 0.5 | 0 | 2.63 | 2.13 | 2.13 |  | 19.0114 | 298 | SS Krapivnya 35/10 kv | 2,5+2,5 | 0 | 0.5 | 0 |  | 0.5 | 0 | 2.63 | 2.13 | 2.13 |  | 19.0114 | Torzhokskie power grids
301 | SS Svetlitsa 35/10 kv | 2,5+2,5 | 1.7 | 0 |  | 1.7 | 0 | 2.63 | 0.93 | 0.93 |  | 64.6388 | 299 | SS Svetlitsa 35/10 kv | 2,5+2,5 | 0 | 1.7 | 0 |  | 1.7 | 0 | 2.63 | 0.93 | 0.93 |  | 64.6388 | Torzhokskie power grids
302 | SS KS-20 110/6 kv | 63+63 | 8.6 | 0 |  | 8.6 | 0 | 66.15 | 57.55 | 57.55 |  | 13.0008 | 300 | SS KS-20 110/6 kv | 63+63 | 0 | 8.6 | 0 |  | 8.6 | 0 | 66.15 | 57.55 | 57.55 |  | 13.0008 | Torzhokskie power grids
303 | SS Polygraphical paint 110/10 kv | 10+10 | 6.29 | 0 |  | 6.29 | 0 | 10.5 | 4.21 | 4.21 |  | 59.9048 | 301 | SS Polygraphical paint 110/10 kv | 10+10 | 0 | 6.29 | 0 |  | 6.29 | 0 | 10.5 | 4.21 | 4.21 |  | 59.9048 | Torzhokskie power grids
304 | SS NPS Torzhok 110/10 kv | 25+25 | 0.001 | 0 |  | 0.001 | 0 | 26.25 | 26.249 | 26.249 |  | 0.0038095 | 302 | SS NPS Torzhok 110/10 kv | 25+25 | 0 | 0.001 | 0 |  | 0.001 | 0 | 26.25 | 26.249 | 26.249 |  | 0.0038095 | Torzhokskie power grids
305 | SS Selikhovo 110/10 kv | 2,5+2,5 | 0.74 | 0 |  | 0.74 | 0 | 2.63 | 1.89 | 1.89 |  | 28.1369 | 303 | SS Selikhovo 110/10 kv | 2,5+2,5 | 0 | 0.74 | 0 |  | 0.74 | 0 | 2.63 | 1.89 | 1.89 |  | 28.1369 | Torzhokskie power grids
306 | SS Peno 110/10 kv | 6,3+6,3 | 4.1 | 0 |  | 4.1 | 0 | 6.62 | 2.52 | 2.52 |  | 61.9335 | 304 | SS Peno 110/10 kv | 6,3+6,3 | 0.025 | 4.125 | 0 |  | 4.125 | 0 | 6.62 | 2.495 | 2.495 |  | 62.3112 | Torzhokskie power grids
307 | SS Torzhok 110/35/10 kv | 25+40 | 23.9 | 7.8 | 120 | 16.1 | 0 | 26.25 | 10.15 | 10.15 |  | 91.0476 | 305 | SS Torzhok 110/35/10 kv | 25+40 | 6.1125 | 30.0125 | 7.8 | 120 | 22.2125 | 0 | 26.25 | 4.0375 | 4.0375 |  | 114.3333 | Torzhokskie power grids
| Nom. Capacity MV, MVA | 25+40 | 7.8 | 7.8 | 120 | 0 | 0 | 26.25 | 26.25 |  |  |  |  | Nom. Capacity MV, MVA | 25+40 | 0.3 | 8.1 | 7.8 | 120 | 0.3 | 0 | 26.25 | 25.95
| Nom. Capacity LV, MVA | 25+40 | 16.1 | 0 |  | 16.1 | 0 | 26.25 | 10.15 |  |  |  |  | Nom. Capacity LV, MVA | 25+40 | 5.8125 | 21.9125 | 0 |  | 21.9125 | 0 | 26.25 | 4.3375
308 | SS Stroyindustriya 110/35/10 kv | 25+25 | 7.8 | 0.2 | 120 | 7.6 | 0 | 26.25 | 18.65 | 18.65 |  | 29.7143 | 306 | SS Stroyindustriya 110/35/10 kv | 25+25 | 0 | 7.8 | 0.2 | 120 | 7.6 | 0 | 26.25 | 18.65 | 18.65 |  | 29.7143 | Torzhokskie power grids
| Nom. Capacity MV, MVA | 25+25 | 0.2 | 0.2 | 120 | 0 | 0 | 26.25 | 26.25 |  |  |  |  | Nom. Capacity MV, MVA | 25+25 | 0 | 0.2 | 0.2 | 120 | 0 | 0 | 26.25 | 26.25
| Nom. Capacity LV, MVA | 25+25 | 7.6 | 0 |  | 7.6 | 0 | 26.25 | 18.65 |  |  |  |  | Nom. Capacity LV, MVA | 25+25 | 0 | 7.6 | 0 |  | 7.6 | 0 | 26.25 | 18.65
309 | SS Kuvshinovo 110/35/10 kv | 25+25 | 14.7 | 1.5 | 120 | 13.2 | 0 | 26.25 | 13.05 | 13.05 |  | 56 | 307 | SS Kuvshinovo 110/35/10 kv | 25+25 | 0 | 14.7 | 1.5 | 120 | 13.2 | 0 | 26.25 | 13.05 | 13.05 |  | 56 | Torzhokskie power grids
| Nom. Capacity MV, MVA | 25+25 | 1.5 | 1.5 | 120 | 0 | 0 | 26.25 | 26.25 |  |  |  |  | Nom. Capacity MV, MVA | 25+25 | 0 | 1.5 | 1.5 | 120 | 0 | 0 | 26.25 | 26.25
| Nom. Capacity LV, MVA | 25+25 | 13.2 | 0 |  | 13.2 | 0 | 26.25 | 13.05 |  |  |  |  | Nom. Capacity LV, MVA | 25+25 | 0 | 13.2 | 0 |  | 13.2 | 0 | 26.25 | 13.05
310 | SS Selizharovo 110/35/10 kv | 16+10 | 8.5 | 0 |  | 8.5 | 0 | 10.5 | 2 | 2 |  | 80.9524 | 308 | SS Selizharovo 110/35/10 kv | 16+10 | 1.75 | 10.25 | 0 |  | 10.25 | 0 | 10.5 | 0.25 | 0.25 |  | 97.619 | Torzhokskie power grids
| Nom. Capacity MV, MVA | 16+10 | 2.3 | 0 |  | 2.3 | 0 | 10.5 | 8.2 |  |  |  |  | Nom. Capacity MV, MVA | 16+10 | 0 | 2.3 | 0 |  | 2.3 | 0 | 10.5 | 8.2
| Nom. Capacity LV, MVA | 16+10 | 6.2 | 0 |  | 6.2 | 0 | 10.5 | 4.3 |  |  |  |  | Nom. Capacity LV, MVA | 16+10 | 1.75 | 7.95 | 0 |  | 7.95 | 0 | 10.5 | 2.55
311 | SS NPS Borisovo 110/35/10 kv | 25+25 | 1.02 | 0.82 | 120 | 0.2 | 0 | 26.25 | 26.05 | 26.05 |  | 3.8857 | 309 | SS NPS Borisovo 110/35/10 kv | 25+25 | 0 | 1.02 | 0.82 | 120 | 0.2 | 0 | 26.25 | 26.05 | 26.05 |  | 3.8857 | Torzhokskie power grids
| Nom. Capacity MV, MVA | 25+25 | 0.82 | 0.82 | 120 | 0 | 0 | 26.25 | 26.25 |  |  |  |  | Nom. Capacity MV, MVA | 25+25 | 0 | 0.82 | 0.82 | 120 | 0 | 0 | 26.25 | 26.25
| Nom. Capacity LV, MVA | 25+25 | 0.2 | 0 |  | 0.2 | 0 | 26.25 | 26.05 |  |  |  |  | Nom. Capacity LV, MVA | 25+25 | 0 | 0.2 | 0 |  | 0.2 | 0 | 26.25 | 26.05
312 | SS Ostashkov 110/35/10 kv | 25+25 | 18.1 | 0 |  | 18.1 | 0 | 26.25 | 8.15 | 8.15 |  | 68.9524 | 310 | SS Ostashkov 110/35/10 kv | 25+25 | 0.125 | 18.225 | 0 |  | 18.225 | 0 | 26.25 | 8.025 | 8.025 |  | 69.4286 | Torzhokskie power grids
| Nom. Capacity MV, MVA | 25+25 | 2 | 0 |  | 2 | 0 | 26.25 | 24.25 |  |  |  |  | Nom. Capacity MV, MVA | 25+25 | 0 | 2 | 0 |  | 2 | 0 | 26.25 | 24.25
| Nom. Capacity LV, MVA | 25+25 | 16.1 | 0 |  | 16.1 | 0 | 26.25 | 10.15 |  |  |  |  | Nom. Capacity LV, MVA | 25+25 | 0.125 | 16.225 | 0 |  | 16.225 | 0 | 26.25 | 10.025
313 | SS N. Rozhok 110/35/10 kv | 10+10 | 12.3 | 0 |  | 12.3 | 0 | 10.5 | -1.8 | -1.8 | MS is closed | 117.1429 | 311 | SS N. Rozhok 110/35/10 kv | 10+10 | 0.278 | 12.578 | 0 |  | 12.578 | 0 | 10.5 | -2.078 | -2.078 | MS is closed | 119.7905 | Torzhokskie power grids
| Nom. Capacity MV, MVA | 10+10 | 2.6 | 0 |  | 2.6 | 0 | 10.5 | 7.9 |  |  |  |  | Nom. Capacity MV, MVA | 10+10 | 0.15 | 2.75 | 0 |  | 2.75 | 0 | 10.5 | 7.75
| Nom. Capacity LV, MVA | 10+10 | 9.7 | 0 |  | 9.7 | 0 | 10.5 | 0.8 |  |  |  |  | Nom. Capacity LV, MVA | 10+10 | 0.128 | 9.828 | 0 |  | 9.828 | 0 | 10.5 | 0.672
Total: |  | 3927.42 | 1172.3692 | [9 empty] | 1: Total:; 3: 3927.42; 4: 213.5621; 5: 1385.1397
deficit | [9 empty] | -66.1033 |  |  | 1: deficit; Min. 12: -199.1605
proficit | [9 empty] | 935.5766 |  |  | 1: proficit; Min. 12: 850.1795
Note on E155: Перевод нагрузки по 6 кВ на ПС Кимры
Note on E188: ОТКЛЮЧЕНИЕ В-35 Т-1 И Т-2 И перевод питания Т-2 35 кВ с ПС В.Троица на ПС Роща ( ПС Уницы Т-1 + Савцино Т-1 Т-2) + перевод питания Т-1 35 кВ с ПС В.Троица на ПС Ильинское
Note on E191: Отключение В-35 Т-2 и Перевод нагрузки Т-1 ПС Стоянцы с ПС Горицы на ПС 35 кВ Ильиское
Note on E197: Перевод нагрузки Т-1 ПС К.Демьяновская на ПС Роща по ВЛ 35 кВ Роща-К.Демьяновская
Note on E200: Перевод нагрузки Т-1 ПС Стоянцы
Note on E203: Перевод нагрузки Т-2 ПС К.Демьяновская на ПС Простор по ВЛ 35 кВ Простор-К.Демьяновская
Note on T155: Перевод нагрузки по 6 кВ на ПС Кимры
Note on T188: ОТКЛЮЧЕНИЕ В-35 Т-1 И Т-2 И перевод питания Т-2 35 кВ с ПС В.Троица на ПС Роща ( ПС Уницы Т-1 + Савцино Т-1 Т-2) + перевод питания Т-1 35 кВ с ПС В.Троица на ПС Ильинское
Note on T191: Отключение В-35 Т-2 и Перевод нагрузки Т-1 ПС Стоянцы с ПС Горицы на ПС 35 кВ Ильиское
Note on T197: Перевод нагрузки Т-1 ПС К.Демьяновская на ПС Роща по ВЛ 35 кВ Роща-К.Демьяновская
Note on T200: Перевод нагрузки Т-1 ПС Стоянцы
Note on T203: Перевод нагрузки Т-2 ПС К.Демьяновская на ПС Простор по ВЛ 35 кВ Простор-К.Демьяновская

## Костромаэнерго
[9 empty] | table 1 | [11 empty] | table 2
No. | Object of main substation, voltage class | Current deficit | [8 empty] | Note | No. | Object of main substation, voltage class | Expected deficit/proficit | [9 empty] | Note
|  | Installed power capacity of transformers Sуst. Including their number, pcs/ MVA | Summary total capacity of central substation following the results of measurements of load maximal Sмах , MVA | Total capacity redistributed according to operating rules, MVA for the time period |  | Total capacity including re-distribution, MVA | Limiting factors, MVA | Permissible load accounted in the n-1 mode, MVA | Transmission capacity, MVA | Deficit /proficit of main substation, MVA |  |  |  | Installed power capacity of transformers Sуst. Including their number in future providing that technical specifications at TS or other actions concerning reconstruction of main substation are fulfilled pcs/ MVA | Additional capacity according to provided technical specifications at TS, MVA | Expected load at main substation , MVA | Total redistributed capacity in future including fulfillment of measures of technical specifications or other measures relating to reconstruction of network investment programs etc. |  | Total capacity including re-distribution, MVA | Limiting factors, MVA | Permissible load accounted in the n-1 mode, MVA | Transmission capacity of Main substation, MVA | Deficit /proficit of main substation, MVA
|  |  |  | MVA | Min. | [11 empty] | МВА | Min.
1 | 2 | 3 | 4 | 5 | 6 | 7 | 8 | 9 | 10 | 11 | 12 | 1 | 2 | 3 | 4 | 5 | 6 | 7 | 8 | 9 | 10 | 11 | 12 | 13
1 | Sandogora 35/6 kv | 1 | 0.47 | 0.55 | 120 | 0.55 | 0 | 0.55 | 0.08 | 0.08 | opened | 1 | Sandogora 35/6 kv | 1 | 0.024 | 0.494 | 0.55 | 120 | -0.056 | 0 | 0.55 | 0.056 | 0.056 | opened
2 | Gridino 35/10 kv | 1.8 | 0.73 | 1.2 | 120 | 1.2 | 0 | 1.2 | 0.47 | 0.47 | opened | 2 | Gridino 35/10 kv | 1.8 | 0.401 | 1.131 | 1.2 | 120 | -0.069 | 0 | 1.2 | 0.069 | 0.069 | opened
3 | Novinki 35/10 kv | 1.8 | 0.13 | 1.44 | 120 | 1.44 | 0 | 1.44 | 1.31 | 1.31 | opened | 3 | Novinki 35/10 kv | 1.8 | 0.306 | 0.436 | 1.44 | 120 | -1.004 | 0 | 1.44 | 1.004 | 1.004 | opened
4 | Priskokovo 35/10kv | 2.5 | 1.5 | 1.5 | 120 | 1.5 | 0 | 1.5 | 0 | 0 | opened | 4 | Priskokovo 35/10 kv | 2.5 | 0.07 | 1.57 | 1.5 | 120 | 0.07 | 0 | 1.5 | -0.07 | -0.07 | closed
5 | Grigortsevo 110/10 kv | 2.5 | 0.25 | 1.5 | 120 | 1.5 | 0 | 1.5 | 1.25 | 1.25 | opened | 5 | Grigortsevo 110/10 kv | 2.5 | 0.025 | 0.275 | 1.5 | 120 | -1.225 | 0 | 1.5 | 1.225 | 1.225 | opened
6 | Klementyevo 110/10 kv | 6.3 | 0.38 | 3.7 | 120 | 3.7 | 0 | 3.7 | 3.32 | 3.32 | opened | 6 | Klementyevo 110/10 kv | 6.3 | 2.668 | 3.048 | 3.7 | 120 | -0.652 | 0 | 3.7 | 0.652 | 0.652 | opened
7 | Rudino 35/10 kv | 2.5 | 0.25 | 1.5 | 120 | 1.5 | 0 | 1.5 | 1.25 | 1.25 | opened | 7 | Rudino 35/10 kv | 2.5 | 0 | 0.25 | 1.5 | 120 | -1.25 | 0 | 1.5 | 1.25 | 1.25 | opened
8 | Stoyankovo 35/10 kv | 1.6 | 0.14 | 0.72 | 120 | 0.72 | 0 | 0.72 | 0.58 | 0.58 | opened | 8 | Stoyankovo 35/10 kv | 1.6 | 0.072 | 0.212 | 0.72 | 120 | -0.508 | 0 | 0.72 | 0.508 | 0.508 | opened
9 | Adishchevo 35/10 kv | 4 | 1.35 | 2.6 | 120 | 2.6 | 0 | 2.6 | 1.25 | 1.25 | opened | 9 | Adishchevo 35/10 kv | 4 | 0.9 | 2.25 | 2.6 | 120 | -0.35 | 0 | 2.6 | 0.35 | 0.35 | opened
10 | Stolbovo 110/10 kv | 10 | 0.27 | 4.6 | 120 | 4.6 | 0 | 4.6 | 4.33 | 4.33 | opened | 10 | Stolbovo 110/10 kv | 10 | 0.011 | 0.281 | 4.6 | 120 | -4.319 | 0 | 4.6 | 4.319 | 4.319 | opened
11 | Raslovo 35/10 kv | 2.5 | 0.54 | 1.38 | 120 | 1.38 | 0 | 1.38 | 0.84 | 0.84 | opened | 11 | Raslovo 35/10 kv | 2.5 | 0.002 | 0.542 | 1.38 | 120 | -0.838 | 0 | 1.38 | 0.838 | 0.838 | opened
12 | Andreevskoe 35/10 kv | 1.6 | 0.18 | 0.93 | 120 | 0.93 | 0 | 0.93 | 0.75 | 0.75 | opened | 12 | Andreevskoe 35/10 kv | 1.6 | 0.012 | 0.192 | 0.93 | 120 | -0.738 | 0 | 0.93 | 0.738 | 0.738 | opened
13 | Popadyino 35/10 kv | 1.6 | 0.22 | 0.88 | 120 | 0.88 | 0 | 0.88 | 0.66 | 0.66 | opened | 13 | Popadyino 35/10 kv | 1.6 | 0.114 | 0.334 | 0.88 | 120 | -0.546 | 0 | 0.88 | 0.546 | 0.546 | opened
14 | Elegino 110/10 kv | 2.5 | 0.13 | 0.98 | 120 | 0.98 | 0 | 0.98 | 0.85 | 0.85 | opened | 14 | Elegino 110/10 kv | 2.5 | 0.047 | 0.177 | 0.98 | 120 | -0.803 | 0 | 0.98 | 0.803 | 0.803 | opened
15 | Krenyovo 35/10 kv | 2.5 | 0.47 | 2.5 | 24 hours | 2.5 | 0 | 2.5 | 2.03 | 2.03 | opened | 15 | Krenyovo 35/10 kv | 2.5 | 0.122 | 0.592 | 2.5 | 24 hours | -1.908 | 0 | 2.5 | 1.908 | 1.908 | opened
16 | Semyonovskoe 35/10 kv | 1.6 | 0.09 | 1.6 | 24 hours | 1.6 | 0 | 1.6 | 1.51 | 1.51 | opened | 16 | Semyonovskoe 35/10 kv | 1.6 | 0.012 | 0.102 | 1.6 | 24 hours | -1.498 | 0 | 1.6 | 1.498 | 1.498 | opened
17 | Khimik 35/10 kv | 3.2 | 0.1 | 1.44 | 120 | 1.44 | 0 | 1.44 | 1.34 | 1.34 | opened | 17 | Khimik 35/10 kv | 3.2 | 0 | 0.1 | 1.44 | 120 | -1.34 | 0 | 1.44 | 1.34 | 1.34 | opened
18 | N. Beryozovets 35/10 kv | 2.5 | 0.33 | 0.43 | 120 | 0.43 | 0 | 0.43 | 0.1 | 0.1 | opened | 18 | N. Beryozovets 35/10 kv | 2.5 | 0.006 | 0.336 | 0.43 | 120 | -0.094 | 0 | 0.43 | 0.094 | 0.094 | opened
19 | Stepanovo 35/10 kv | 4 | 0.32 | 2.32 | 120 | 2.32 | 0 | 2.32 | 2 | 2 | opened | 19 | Stepanovo 35/10 kv | 4 | 0.033 | 0.353 | 2.32 | 120 | -1.967 | 0 | 2.32 | 1.967 | 1.967 | opened
20 | Gorbachevo 35/10 kv | 1 | 0.11 | 0.78 | 120 | 0.78 | 0 | 0.78 | 0.67 | 0.67 | opened | 20 | Gorbachevo 35/10 kv | 1 | 0.006 | 0.116 | 0.78 | 120 | -0.664 | 0 | 0.78 | 0.664 | 0.664 | opened
21 | Kalinino 35/10 kv | 1 | 0.11 | 0.56 | 120 | 0.56 | 0 | 0.56 | 0.45 | 0.45 | opened | 21 | Kalinino 35/10 kv | 1 | 0 | 0.11 | 0.56 | 120 | -0.45 | 0 | 0.56 | 0.45 | 0.45 | opened
22 | Kuzemino 35/10 kv | 1.6 | 0.23 | 1.6 | 24 hours | 1.6 | 0 | 1.6 | 1.37 | 1.37 | opened | 22 | Kuzemino 35/10 kv | 1.6 | 0.012 | 0.242 | 1.6 | 24 hours | -1.358 | 0 | 1.6 | 1.358 | 1.358 | opened
23 | Sovega 35/10 kv | 1 | 0.09 | 0.65 | 120 | 0.65 | 0 | 0.65 | 0.56 | 0.56 | opened | 23 | Sovega 35/10 kv | 1 | 0 | 0.09 | 0.65 | 120 | -0.56 | 0 | 0.65 | 0.56 | 0.56 | opened
24 | Lukovtsino 110/10 kv | 2.5 | 0.19 | 1.38 | 120 | 1.38 | 0 | 1.38 | 1.19 | 1.19 | opened | 24 | Lukovtsino 110/10 kv | 2.5 | 0 | 0.19 | 1.38 | 120 | -1.19 | 0 | 1.38 | 1.19 | 1.19 | opened
25 | Fyodorovskoe 110/10 kv | 2.5 | 0.15 | 1.5 | 120 | 1.5 | 0 | 1.5 | 1.35 | 1.35 | opened | 25 | Fyodorovskoe 110/10 kv | 2.5 | 0 | 0.15 | 1.5 | 120 | -1.35 | 0 | 1.5 | 1.35 | 1.35 | opened
26 | Pankratovo 35/10 kv | 1 | 0.06 | 0.39 | 120 | 0.39 | 0 | 0.39 | 0.33 | 0.33 | opened | 26 | Pankratovo 35/10 kv | 1 | 0 | 0.06 | 0.39 | 120 | -0.33 | 0 | 0.39 | 0.33 | 0.33 | opened
27 | Petrovskoe 35/10 kv | 1.6 | 0.32 | 0.77 | 120 | 0.77 | 0 | 0.77 | 0.45 | 0.45 | opened | 27 | Petrovskoe 35/10 kv | 1.6 | 0.008 | 0.328 | 0.77 | 120 | -0.442 | 0 | 0.77 | 0.442 | 0.442 | opened
28 | Kotelnikovo 35/10 kv | 1 | 0.11 | 0.26 | 120 | 0.26 | 0 | 0.26 | 0.15 | 0.15 | opened | 28 | Kotelnikovo 35/10 kv | 1 | 0.003 | 0.113 | 0.26 | 120 | -0.147 | 0 | 0.26 | 0.147 | 0.147 | opened
29 | Legitovo 35/10 kv | 2.5 | 0.31 | 1.1 | 120 | 1.1 | 0 | 1.1 | 0.79 | 0.79 | opened | 29 | Legitovo 35/10 kv | 2.5 | 0.02 | 0.33 | 1.1 | 120 | -0.77 | 0 | 1.1 | 0.77 | 0.77 | opened
30 | Sloboda 35/10 kv | 2.5 | 0.05 | 0.85 | 120 | 0.85 | 0 | 0.85 | 0.8 | 0.8 | opened | 30 | Sloboda 35/10 kv | 2.5 | 0.009 | 0.059 | 0.85 | 120 | -0.791 | 0 | 0.85 | 0.791 | 0.791 | opened
31 | Zavrazhye 35/10 kv | 1.6 | 0.29 | 0.74 | 120 | 0.74 | 0 | 0.74 | 0.45 | 0.45 | opened | 31 | Zavrazhye 35/10 kv | 1.6 | 0.107 | 0.397 | 0.74 | 120 | -0.343 | 0 | 0.74 | 0.343 | 0.343 | opened
32 | Okulovo 35/10 kv | 1.6 | 0.16 | 0.9 | 120 | 0.9 | 0 | 0.9 | 0.74 | 0.74 | opened | 32 | Okulovo 35/10 kv | 1.6 | 0.324 | 0.484 | 0.9 | 120 | -0.416 | 0 | 0.9 | 0.416 | 0.416 | opened
33 | Chernyshevo 35/10 kv | 4 | 0.57 | 1.8 | 120 | 1.8 | 0 | 1.8 | 1.23 | 1.23 | opened | 33 | Chernyshevo 35/10 kv | 4 | 0.118 | 0.688 | 1.8 | 120 | -1.112 | 0 | 1.8 | 1.112 | 1.112 | opened
34 | Yakovlevo 110/35/10 kv | 10 | 0.06 | 5.3 | 120 | 5.3 | 0 | 5.3 | 5.24 | 5.24 | opened | 34 | Yakovlevo 110/35/10 kv | 10 | 0.037 | 0.097 | 5.3 | 120 | -5.203 | 0 | 5.3 | 5.203 | 5.203 | opened
| Nom. Capacity MV, MVA | 10 | 0 | 0 | 120 | 0 | 0 | 0 | 0 |  |  |  | Nom. Capacity MV, MVA | 10 | 0 | 0 | 0 | 120 | 0 | 0 | 0 | 0
| Nom. Capacity LV, MVA | 10 | 0.06 | 5.3 | 120 | 5.3 | 0 | 5.3 | 5.24 |  |  |  | Nom. Capacity LV, MVA | 10 | 0.037 | 0.097 | 5.3 | 120 | -5.203 | 0 | 5.3 | 5.203
35 | Chermenino 35/10 kv | 1.6 | 0.07 | 0.86 | 120 | 0.86 | 0 | 0.86 | 0.79 | 0.79 | opened | 35 | Chermenino 35/10 kv | 1.6 | 0 | 0.07 | 0.86 | 120 | -0.79 | 0 | 0.86 | 0.79 | 0.79 | opened
36 | Nezhitino 35/10 kv | 1 | 0.08 | 0.54 | 120 | 0.54 | 0 | 0.54 | 0.46 | 0.46 | opened | 36 | Nezhitino 35/10 kv | 1 | 0.024 | 0.104 | 0.54 | 120 | -0.436 | 0 | 0.54 | 0.436 | 0.436 | opened
37 | Nikolo-Makarovo 35/10 kv | 1.6 | 0.45 | 0.99 | 120 | 0.99 | 0 | 0.99 | 0.54 | 0.54 | opened | 37 | Nikolo-Makarovo 35/10 kv | 1.6 | 0.026 | 0.476 | 0.99 | 120 | -0.514 | 0 | 0.99 | 0.514 | 0.514 | opened
38 | Gusevo 110/10 kv | 2.5 | 0.29 | 1.63 | 120 | 1.63 | 0 | 1.63 | 1.34 | 1.34 | opened | 38 | Gusevo 110/10 kv | 2.5 | 0.018 | 0.308 | 1.63 | 120 | -1.322 | 0 | 1.63 | 1.322 | 1.322 | opened
39 | Medveditsa 35/10 kv | 2.5 | 0.53 | 1.3 | 120 | 1.3 | 0 | 1.3 | 0.77 | 0.77 | opened | 39 | Medveditsa 35/10 kv | 2.5 | 0.006 | 0.536 | 1.3 | 120 | -0.764 | 0 | 1.3 | 0.764 | 0.764 | opened
40 | Novinskoe 110/10 kv | 2.5 | 0.03 | 1.23 | 120 | 1.23 | 0 | 1.23 | 1.2 | 1.2 | opened | 40 | Novinskoe 110/10 kv | 2.5 | 0 | 0.03 | 1.23 | 120 | -1.2 | 0 | 1.23 | 1.2 | 1.2 | opened
41 | Filino 35/10 kv | 1.6 | 0.25 | 0.96 | 120 | 0.96 | 0 | 0.96 | 0.71 | 0.71 | opened | 41 | Filino 35/10 kv | 1.6 | 0.116 | 0.366 | 0.96 | 120 | -0.594 | 0 | 0.96 | 0.594 | 0.594 | opened
42 | Dyakonovo 110/10 kv | 2.5 | 0.28 | 1.13 | 120 | 1.13 | 0 | 1.13 | 0.85 | 0.85 | opened | 42 | Dyakonovo 110/10 kv | 2.5 | 0.092 | 0.372 | 1.13 | 120 | -0.758 | 0 | 1.13 | 0.758 | 0.758 | opened
43 | Oktyabrskaya 110/10 kv | 2.5 | 0.76 | 2.5 | 24 hours | 2.5 | 0 | 2.5 | 1.74 | 1.74 | opened | 43 | Oktyabrskaya 110/10 kv | 2.5 | 0.012 | 0.772 | 2.5 | 24 hours | -1.728 | 0 | 2.5 | 1.728 | 1.728 | opened
44 | Kuzhbal 35/10 kv | 2.5 | 0.4 | 1.48 | 120 | 1.48 | 0 | 1.48 | 1.08 | 1.08 | opened | 44 | Kuzhbal 35/10 kv | 2.5 | 0.008 | 0.408 | 1.48 | 120 | -1.072 | 0 | 1.48 | 1.072 | 1.072 | opened
45 | Nikolo-Poloma 110/10 kv | 2.5 | 1.04 | 1.13 | 120 | 1.13 | 0 | 1.13 | 0.09 | 0.09 | opened | 45 | Nikolo-Poloma 110/10 kv | 2.5 | 0.015 | 1.055 | 1.13 | 120 | -0.075 | 0 | 1.13 | 0.075 | 0.075 | opened
46 | Nikola 110/35/10 kv | 6.3 | 0.28 | 3.15 | 120 | 3.15 | 0 | 3.15 | 2.87 | 2.87 | opened | 46 | Nikola 110/35/10 kv | 6.3 | 0.037 | 0.317 | 3.15 | 120 | -2.833 | 0 | 3.15 | 2.833 | 2.833 | opened
| Nom. Capacity MV, MVA | 6.3 | 0 | 0 | 120 | 0 | 0 | 0 | 0 |  |  |  | Nom. Capacity MV, MVA | 6.3 | 0 | 0 | 0 | 120 | 0 | 0 | 0 | 0
| Nom. Capacity LV, MVA | 6.3 | 0.28 | 3.15 | 120 | 3.15 | 0 | 3.15 | 2.87 |  |  |  | Nom. Capacity LV, MVA | 6.3 | 0.037 | 0.317 | 3.15 | 120 | -2.833 | 0 | 3.15 | 2.833
47 | Zavetluzhye 35/10 kv | 1.6 | 0.11 | 0.67 | 120 | 0.67 | 0 | 0.67 | 0.56 | 0.56 | opened | 47 | Zavetluzhye 35/10 kv | 1.6 | 0 | 0.11 | 0.67 | 120 | -0.56 | 0 | 0.67 | 0.56 | 0.56 | opened
48 | Talitsa 35/10 kv | 1.6 | 0.26 | 1.6 | 24 hours | 1.6 | 0 | 1.6 | 1.34 | 1.34 | opened | 48 | Talitsa 35/10 kv | 1.6 | 0 | 0.26 | 1.6 | 24 hours | -1.34 | 0 | 1.6 | 1.34 | 1.34 | opened
49 | Khoroshaya 35/10 kv | 2.5 | 0.06 | 1.95 | 120 | 1.95 | 0 | 1.95 | 1.89 | 1.89 | opened | 49 | Khoroshaya 35/10 kv | 2.5 | 0 | 0.06 | 1.95 | 120 | -1.89 | 0 | 1.95 | 1.89 | 1.89 | opened
50 | Zabegaevo 35/10 kv | 1.6 | 0.09 | 0.88 | 120 | 0.88 | 0 | 0.88 | 0.79 | 0.79 | opened | 50 | Zabegaevo 35/10 kv | 1.6 | 0.025 | 0.115 | 0.88 | 120 | -0.765 | 0 | 0.88 | 0.765 | 0.765 | opened
51 | Ilyinskoe 35/10 kv | 1.6 | 0.04 | 0.9 | 120 | 0.9 | 0 | 0.9 | 0.86 | 0.86 | opened | 51 | Ilyinskoe 35/10 kv | 1.6 | 0 | 0.04 | 0.9 | 120 | -0.86 | 0 | 0.9 | 0.86 | 0.86 | opened
52 | Luptyug 35/10 kv | 2.5 | 0.11 | 1.35 | 120 | 1.35 | 0 | 1.35 | 1.24 | 1.24 | opened | 52 | Luptyug 35/10 kv | 2.5 | 0.006 | 0.116 | 1.35 | 120 | -1.234 | 0 | 1.35 | 1.234 | 1.234 | opened
53 | Solovetskoe 35/10 kv | 1.6 | 0.09 | 0.72 | 120 | 0.72 | 0 | 0.72 | 0.63 | 0.63 | opened | 53 | Solovetskoe 35/10 kv | 1.6 | 0.007 | 0.097 | 0.72 | 120 | -0.623 | 0 | 0.72 | 0.623 | 0.623 | opened
54 | Gudkovo 110/10 kv | 2.5 | 0.05 | 1.38 | 120 | 1.38 | 0 | 1.38 | 1.33 | 1.33 | opened | 54 | Gudkovo 110/10 kv | 2.5 | 0.006 | 0.056 | 1.38 | 120 | -1.324 | 0 | 1.38 | 1.324 | 1.324 | opened
55 | Shortyug 110/10 kv | 6.3 | 0.52 | 3.47 | 120 | 3.47 | 0 | 3.47 | 2.95 | 2.95 | opened | 55 | Shortyug 110/10 kv | 6.3 | 0.03 | 0.55 | 3.47 | 120 | -2.92 | 0 | 3.47 | 2.92 | 2.92 | opened
56 | Yakshanga 110/10 kv | 6.3 | 1.41 | 3.47 | 120 | 3.47 | 0 | 3.47 | 2.06 | 2.06 | opened | 56 | Yakshanga 110/10 kv | 6.3 | 0.048 | 1.458 | 3.47 | 120 | -2.012 | 0 | 3.47 | 2.012 | 2.012 | opened
57 | Katunino 35/10 kv | 2.5 | 0.17 | 1.33 | 120 | 1.33 | 0 | 1.33 | 1.16 | 1.16 | opened | 57 | Katunino 35/10 kv | 2.5 | 0 | 0.17 | 1.33 | 120 | -1.16 | 0 | 1.33 | 1.16 | 1.16 | opened
58 | Konyovo 35/10 kv | 1.6 | 0.21 | 0.88 | 120 | 0.88 | 0 | 0.88 | 0.67 | 0.67 | opened | 58 | Konyovo 35/10 kv | 1.6 | 0 | 0.21 | 0.88 | 120 | -0.67 | 0 | 0.88 | 0.67 | 0.67 | opened
59 | Shekshema 110/10 kv | 6.3 | 0.58 | 2.5 | 24 hours | 2.5 | 0 | 2.5 | 1.92 | 1.92 | opened | 59 | Shekshema 110/10 kv | 6.3 | 0.024 | 0.604 | 2.5 | 24 hours | -1.896 | 0 | 2.5 | 1.896 | 1.896 | opened
60 | Golovino 35/10 kv | 1 | 0.06 | 0.12 | 120 | 0.12 | 0 | 0.12 | 0.06 | 0.06 | opened | 60 | Golovino 35/10 kv | 1 | 0 | 0.06 | 0.12 | 120 | -0.06 | 0 | 0.12 | 0.06 | 0.06 | opened
61 | Matveevskoe 35/10 kv | 1 | 0 | 0.69 | 120 | 0.69 | 0 | 0.69 | 0.69 | 0.69 | opened | 61 | Matveevskoe 35/10 kv | 1 | 0 | 0 | 0.69 | 120 | -0.69 | 0 | 0.69 | 0.69 | 0.69 | opened
62 | Pishchyovka 35/10 kv | 1 | 0.16 | 0.45 | 120 | 0.45 | 0 | 0.45 | 0.29 | 0.29 | opened | 62 | Pishchyovka 35/10 kv | 1 | 0.04 | 0.2 | 0.45 | 120 | -0.25 | 0 | 0.45 | 0.25 | 0.25 | opened
63 | Vasilyovo 110/35/10 kv | 10+10 | 2.13 | 0.86 | 120 | 1.27 | 0 | 10.5 | 9.23 | 9.23 | opened | 63 | Vasilyovo 110/35/10 kv | 10+10 | 3.166 | 5.296 | 0.86 | 120 | 4.436 | 0 | 10.5 | 6.064 | 6.064 | opened
| Nom. Capacity MV, MVA | 10+10 | 0.59 | 0 | 120 | 0.59 | 0 | 10.5 | 9.91 |  |  |  | Nom. Capacity MV, MVA | 10+10 | 0 | 0.59 | 0 | 120 | 0.59 | 0 | 10.5 | 9.91
| Nom. Capacity LV, MVA | 10+10 | 1.54 | 0.86 | 120 | 0.68 | 0 | 10.5 | 9.82 |  |  |  | Nom. Capacity LV, MVA | 10+10 | 3.166 | 4.706 | 0.86 | 120 | 3.846 | 0 | 10.5 | 6.654
64 | Kalinki 110/35/10/6 kv | 10+10+1,6 | 6.12 | 1.15 | 120 | 4.97 | 0 | 12.18 | 7.21 | 7.21 | opened | 64 | Kalinki 110/35/10/6 kv | 10+10+1,6 | 0.041 | 6.161 | 1.15 | 120 | 5.011 | 0 | 12.18 | 7.169 | 7.169 | opened
| Nom. Capacity MV, MVA | 10+10+1,6 | 4.59 | 0 | 120 | 4.59 | 0 | 12.18 | 7.59 |  |  |  | Nom. Capacity MV, MVA | 10+10+1,6 | 0 | 4.59 | 0 | 120 | 4.59 | 0 | 12.18 | 7.59
| Nom. Capacity LV, MVA | 10+10+1,6 | 1.53 | 1.15 | 120 | 0.38 | 0 | 12.18 | 11.8 |  |  |  | Nom. Capacity LV, MVA | 10+10+1,6 | 0.041 | 1.571 | 1.15 | 120 | 0.421 | 0 | 12.18 | 11.759
65 | Apraksino 35/10 kv | 2,5+2,5 | 1.73 | 0.425 | 120 | 1.305 | 0 | 2.625 | 1.32 | 1.32 | opened | 65 | Apraksino 35/10 kv | 2,5+2,5 | 0.389 | 2.119 | 0.425 | 120 | 1.694 | 0 | 2.625 | 0.931 | 0.931 | opened
66 | Borshchino 35/10 kv | 4+4 | 0.56 | 0.62 | 120 | -0.06 | 0 | 4.2 | 4.26 | 4.26 | opened | 66 | Borshchino 35/10 kv | 4+4 | 0.149 | 0.709 | 0.62 | 120 | 0.089 | 0 | 4.2 | 4.111 | 4.111 | opened
67 | Gorkovskaya 35/10 kv | 1,6+1,6 | 0.2 | 0.11 | 120 | 0.09 | 0 | 1.68 | 1.59 | 1.59 | opened | 67 | Gorkovskaya 35/10 kv | 1,6+1,6 | 0.014 | 0.214 | 0.11 | 120 | 0.104 | 0 | 1.68 | 1.576 | 1.576 | opened
68 | Ilyinskoe 35/10 kv | 2,5+2,5 | 2.33 | 0.55 | 120 | 1.78 | 0 | 2.625 | 0.845 | 0.845 | opened | 68 | Ilyinskoe 35/10 kv | 2,5+2,5 | 0.359 | 2.689 | 0.55 | 120 | 2.139 | 0 | 2.625 | 0.486 | 0.486 | opened
69 | Kuznetsovo 35/10 kv | 2,5+2,5 | 1.1 | 0.4 | 120 | 0.7 | 0 | 2.625 | 1.925 | 1.925 | opened | 69 | Kuznetsovo 35/10 kv | 2,5+2,5 | 0.022 | 1.122 | 0.4 | 120 | 0.722 | 0 | 2.625 | 1.903 | 1.903 | opened
70 | Kuzmishchi 35/10 kv | 1,6+1,6 | 0.72 | 0.29 | 120 | 0.43 | 0 | 1.68 | 1.25 | 1.25 | opened | 70 | Kuzmishchi 35/10 kv | 1,6+1,6 | 0.064 | 0.784 | 0.29 | 120 | 0.494 | 0 | 1.68 | 1.186 | 1.186 | opened
71 | Minskoe 35/10 kv | 2,5+2,5 | 1.3 | 0.43 | 120 | 0.87 | 0 | 2.625 | 1.755 | 1.755 | opened | 71 | Minskoe 35/10 kv | 2,5+2,5 | 0.341 | 1.641 | 0.43 | 120 | 1.211 | 0 | 2.625 | 1.414 | 1.414 | opened
72 | Miskovo 35/6 kv | 1,8+1,8 | 0.35 | 0.2 | 120 | 0.15 | 0 | 1.89 | 1.74 | 1.74 | opened | 72 | Miskovo 35/6 kv | 1,8+1,8 | 0.041 | 0.391 | 0.2 | 120 | 0.191 | 0 | 1.89 | 1.699 | 1.699 | opened
73 | Nikolskoe 35/6 kv | 4+4 | 2.5 | 0.92 | 120 | 1.58 | 0 | 4.2 | 2.62 | 2.62 | opened | 73 | Nikolskoe 35/6 kv | 4+4 | 0.805 | 3.305 | 0.92 | 120 | 2.385 | 0 | 4.2 | 1.815 | 1.815 | opened
74 | Samet 35/6 kv | 1,6+4 | 1.43 | 0 | 0 | 1.43 | 0 | 1.68 | 0.25 | 0.25 | opened | 74 | Samet 35/6 kv | 1,6+4 | 0.445 | 1.875 | 0 | 0 | 1.875 | 0 | 1.68 | -0.195 | -0.195 | closed
75 | Sukhonogovo 35/10 kv | 3,2+4 | 2.71 | 0 | 0 | 2.71 | 0 | 3.36 | 0.65 | 0.65 | opened | 75 | Sukhonogovo 35/10 kv | 3,2+4 | 0.254 | 2.964 | 0 | 0 | 2.964 | 0 | 3.36 | 0.396 | 0.396 | opened
76 | Sushchevo 35/10 kv | 4+4 | 3.68 | 0.76 | 120 | 2.92 | 0 | 4.2 | 1.28 | 1.28 | opened | 76 | Sushchevo 35/10 kv | 4+4 | 0.022 | 3.702 | 0.76 | 120 | 2.942 | 0 | 4.2 | 1.258 | 1.258 | opened
77 | EMZ 35/6 kv | 1+1 | 0.76 | 0 | 0 | 0.76 | 0 | 1.05 | 0.29 | 0.29 | opened | 77 | EMZ 35/6 kv | 1+1 | 0.006 | 0.766 | 0 | 0 | 0.766 | 0 | 1.05 | 0.284 | 0.284 | opened
78 | Krasnoe 110/35/10 kv | 16+16 | 12.41 | 0 | 0 | 12.41 | 0 | 16.8 | 4.39 | 4.39 | opened | 78 | Krasnoe 110/35/10 kv | 16+16 | 1.042 | 13.452 | 0 | 0 | 13.452 | 0 | 16.8 | 3.348 | 3.348 | opened
| Nom. Capacity MV, MVA | 16+16 | 0.77 | 0 | 0 | 0.77 | 0 | 16.8 | 16.03 |  |  |  | Nom. Capacity MV, MVA | 16+16 | 0 | 0.77 | 0 | 0 | 0.77 | 0 | 16.8 | 16.03
| Nom. Capacity LV, MVA | 16+16 | 11.64 | 0 | 0 | 11.64 | 0 | 16.8 | 5.16 |  |  |  | Nom. Capacity LV, MVA | 16+16 | 1.042 | 12.682 | 0 | 0 | 12.682 | 0 | 16.8 | 4.118
79 | Isaevo 35/10 kv | 4+4 | 0.77 | 1.03 | 120 | -0.26 | 0 | 4.2 | 4.46 | 4.46 | opened | 79 | Isaevo 35/10 kv | 4+4 | 2.768 | 3.538 | 1.03 | 120 | 2.508 | 0 | 4.2 | 1.692 | 1.692 | opened
80 | Chapaevo 35/10 kv | 2,5+2,5 | 1.27 | 0.43 | 120 | 0.84 | 0 | 2.625 | 1.785 | 1.785 | opened | 80 | Chapaevo 35/10 kv | 2,5+2,5 | 0.081 | 1.351 | 0.43 | 120 | 0.921 | 0 | 2.625 | 1.704 | 1.704 | opened
81 | Chernevo 35/10 kv | 1,8+1,8 | 0.37 | 0.43 | 120 | -0.06 | 0 | 1.89 | 1.95 | 1.95 | opened | 81 | Chernevo 35/10 kv | 1,8+1,8 | 0.01 | 0.38 | 0.43 | 120 | -0.05 | 0 | 1.89 | 1.94 | 1.94 | opened
82 | Nerekhta-1 110/35/10 kv | 25+25 | 18.51 | 2.75 | 120 | 15.76 | 0 | 26.25 | 10.49 | 10.49 | opened | 82 | Nerekhta-1 110/35/10 kv | 25+25 | 0.871 | 19.381 | 2.75 | 120 | 16.631 | 0 | 26.25 | 9.619 | 9.619 | opened
| Nom. Capacity MV, MVA | 25+25 | 6.52 | 0 | 120 | 6.52 | 0 | 26.25 | 19.73 |  |  |  | Nom. Capacity MV, MVA | 25+25 | 0 | 6.52 | 0 | 120 | 6.52 | 0 | 26.25 | 19.73
| Nom. Capacity LV, MVA | 25+25 | 11.99 | 2.75 | 120 | 9.24 | 0 | 26.25 | 17.01 |  |  |  | Nom. Capacity LV, MVA | 25+25 | 0.871 | 12.861 | 2.75 | 120 | 10.111 | 0 | 26.25 | 16.139
| Nerekhta-1 110/10 kv | 16+16 | 2.41 | 2.2 | 120 | 0.21 | 0 | 16.8 | 16.59 |  | opened |  | Nerekhta-1 110/10 kv | 16+16 | 0 | 2.41 | 2.2 | 120 | 0.21 | 0 | 16.8 | 16.59 |  | opened
83 | Nerekhta-2 110/10/6 kv | 5,6+10 | 0.93 | 1.55 | 120 | -0.62 | 0 | 5.88 | 6.5 | 6.5 | opened | 83 | Nerekhta-2 110/10/6 kv | 5,6+10 | 1.098 | 2.028 | 1.55 | 120 | 0.478 | 0 | 5.88 | 5.402 | 5.402 | opened
84 | Vladychnoe 35/10 kv | 1,6+1,6 | 0.57 | 0.41 | 120 | 0.16 | 0 | 1.68 | 1.52 | 1.52 | opened | 84 | Vladychnoe 35/10 kv | 1,6+1,6 | 0.098 | 0.668 | 0.41 | 120 | 0.258 | 0 | 1.68 | 1.422 | 1.422 | opened
85 | Tatrskoe 35/10 kv | 1,6+1,6 | 0.36 | 0.23 | 120 | 0.13 | 0 | 6.615 | 6.485 | 6.485 | opened | 85 | Tatrskoe 35/10 kv | 1,6+1,6 | 0.011 | 0.371 | 0.23 | 120 | 0.141 | 0 | 6.615 | 6.474 | 6.474 | opened
86 | Aleksandrovo 110/35/10 kv | 6,3+6,3 | 3.89 | 0.76 | 120 | 3.13 | 0 | 6.615 | 3.485 | 3.305 | opened | 86 | Aleksandrovo 110/35/10 kv | 6,3+6,3 | 0.062 | 3.952 | 0.76 | 120 | 3.192 | 0 | 6.615 | 3.423 | 3.305 | opened
| Nom. Capacity MV, MVA | 6,3+6,3 | 3.31 | 0 | 120 | 3.31 | 0 | 6.615 | 3.305 |  |  |  | Nom. Capacity MV, MVA | 6,3+6,3 | 0 | 3.31 | 0 | 120 | 3.31 | 0 | 6.615 | 3.305
| Nom. Capacity LV, MVA | 6,3+6,3 | 0.58 | 0.76 | 120 | -0.18 | 0 | 6.615 | 6.795 |  |  |  | Nom. Capacity LV, MVA | 6,3+6,3 | 0.062 | 0.642 | 0.76 | 120 | -0.118 | 0 | 6.615 | 6.733
87 | Krasnaya Polyana 110/35/10 kv | 10+10 | 3.91 | 1.28 | 120 | 2.63 | 0 | 10.5 | 7.87 | 7.87 | opened | 87 | Krasnaya Polyana 110/35/10 kv | 10+10 | 1.087 | 4.997 | 1.28 | 120 | 3.717 | 0 | 10.5 | 6.783 | 6.783 | opened
| Nom. Capacity MV, MVA | 10+10 | 0.72 | 0 | 120 | 0.72 | 0 | 10.5 | 9.78 |  |  |  | Nom. Capacity MV, MVA | 10+10 | 0 | 0.72 | 0 | 120 | 0.72 | 0 | 10.5 | 9.78
| Nom. Capacity LV, MVA | 10+10 | 3.19 | 1.28 | 120 | 1.91 | 0 | 10.5 | 8.59 |  |  |  | Nom. Capacity LV, MVA | 10+10 | 1.087 | 4.277 | 1.28 | 120 | 2.997 | 0 | 10.5 | 7.503
88 | Igodovo 35/10 kv | 1,6+1,6 | 0.37 | 0.25 | 120 | 0.12 | 0 | 1.68 | 1.56 | 1.56 | opened | 88 | Igodovo 35/10 kv | 1,6+1,6 | 0.049 | 0.419 | 0.25 | 120 | 0.169 | 0 | 1.68 | 1.511 | 1.511 | opened
89 | Klevantsovo 35/10 kv | 1,6+1,6 | 0.8 | 0.56 | 120 | 0.24 | 0 | 1.68 | 1.44 | 1.44 | opened | 89 | Klevantsovo 35/10 kv | 1,6+1,6 | 0.027 | 0.827 | 0.56 | 120 | 0.267 | 0 | 1.68 | 1.413 | 1.413 | opened
90 | Ostrovskoe 35/10 kv | 2,5+2,5 | 1.32 | 0.52 | 120 | 0.8 | 0 | 2.625 | 1.825 | 1.825 | openedт | 90 | Ostrovskoe 35/10 kv | 2,5+2,5 | 0.068 | 1.388 | 0.52 | 120 | 0.868 | 0 | 2.625 | 1.757 | 1.757 | opened
91 | Sudislavl 110/10 kv | 10+10 | 8.14 | 1.8 | 120 | 6.34 | 0 | 10.5 | 4.16 | 4.16 | opened | 91 | Sudislavl 110/10 kv | 10+10 | 0.57 | 8.71 | 1.8 | 120 | 6.91 | 0 | 10.5 | 3.59 | 3.59 | opened
92 | Voronye 35/10 kv | 1,8+1,8 | 0.49 | 0.4 | 120 | 0.09 | 0 | 1.89 | 1.8 | 1.8 | opened | 92 | Voronye 35/10 kv | 1,8+1,8 | 0.016 | 0.506 | 0.4 | 120 | 0.106 | 0 | 1.89 | 1.784 | 1.784 | opened
93 | Susanino 110/35/10 kv | 10+10 | 3.93 | 1.89 | 120 | 2.04 | 0 | 10.5 | 8.46 | 8.46 | opened | 93 | Susanino 110/35/10 kv | 10+10 | 0.313 | 4.243 | 1.89 | 120 | 2.353 | 0 | 10.5 | 8.147 | 8.147 | opened
| Nom. Capacity MV, MVA | 10+10 | 0.38 | 0 | 120 | 0.38 | 0 | 10.5 | 10.12 |  |  |  | Nom. Capacity MV, MVA | 10+10 | 0 | 0.38 | 0 | 120 | 0.38 | 0 | 10.5 | 10.12
| Nom. Capacity LV, MVA | 10+10 | 3.55 | 1.89 | 120 | 1.66 | 0 | 10.5 | 8.84 |  |  |  | Nom. Capacity LV, MVA | 10+10 | 0.313 | 3.863 | 1.89 | 120 | 1.973 | 0 | 10.5 | 8.527
94 | Kaliniskaya 35/10 kv | 2,5+2,5 | 0.2 | 0.07 | 120 | 0.13 | 0 | 2.625 | 2.495 | 2.495 | opened | 94 | Kaliniskaya 35/10 kv | 2,5+2,5 | 0.015 | 0.215 | 0.07 | 120 | 0.145 | 0 | 2.625 | 2.48 | 2.48 | opened
95 | Airport 110/35/6 kv | 16+16 | 4.17 | 2.88 | 120 | 1.29 | 0 | 16.8 | 15.51 | 15.51 | opened | 95 | Airport 110/35/6 kv | 16+16 | 2.824 | 6.994 | 2.88 | 120 | 4.114 | 0 | 16.8 | 12.686 | 12.686 | opened
| Nom. Capacity MV, MVA | 16+16 | 0 | 0 | 120 | 0 | 0 | 16.8 | 16.8 |  |  |  | Nom. Capacity MV, MVA | 16+16 | 0 | 0 | 0 | 120 | 0 | 0 | 16.8 | 16.8
| Nom. Capacity LV, MVA | 16+16 | 4.17 | 2.88 | 120 | 1.29 | 0 | 16.8 | 15.51 |  |  |  | Nom. Capacity LV, MVA | 16+16 | 2.824 | 6.994 | 2.88 | 120 | 4.114 | 0 | 16.8 | 12.686
96 | Vostochnaya-2 110/35/10 kv | 25+25 | 23.04 | 0.02 | 120 | 23.02 | 0 | 26.25 | 3.23 | 3.23 | opened | 96 | Vostochnaya-2 110/35/10 kv | 25+25 | 0.708 | 23.748 | 0.02 | 120 | 23.728 | 0 | 26.25 | 2.522 | 2.522 | opened
| Nom. Capacity MV, MVA | 25+25 | 19.24 | 0 | 120 | 19.24 | 0 | 26.25 | 7.01 |  |  |  | Nom. Capacity MV, MVA | 25+25 | 0 | 19.24 | 0 | 120 | 19.24 | 0 | 26.25 | 7.01
| Nom. Capacity LV, MVA | 25+25 | 3.8 | 0.02 | 120 | 3.78 | 0 | 26.25 | 22.47 |  |  |  | Nom. Capacity LV, MVA | 25+25 | 0.708 | 4.508 | 0.02 | 120 | 4.488 | 0 | 26.25 | 21.762
97 | Kostroma-3 110/35/10 kv | 10+16 | 11.49 | 0 | 120 | 11.49 | 0 | 10.5 | -0.99 | -0.99 | closed | 97 | Kostroma-3 110/35/10 kv | 10+16 | 0.168 | 11.658 | 0 | 120 | 11.658 | 0 | 10.5 | -1.158 | -1.158 | closed
| Nom. Capacity MV, MVA | 10+16 | 2.68 | 0 | 120 | 2.68 | 0 | 10.5 | 7.82 |  |  |  | Nom. Capacity MV, MVA | 10+16 | 0 | 2.68 | 0 | 120 | 2.68 | 0 | 10.5 | 7.82
| Nom. Capacity LV, MVA | 10+16 | 8.81 | 0 | 120 | 8.81 | 0 | 10.5 | 1.69 |  |  |  | Nom. Capacity LV, MVA | 10+16 | 0.168 | 8.978 | 0 | 120 | 8.978 | 0 | 10.5 | 1.522
98 | Yuzhnaya 110/35/10 kv | 25+25 | 10.9 | 0 | 120 | 10.9 | 0 | 26.25 | 15.35 | 15.35 | opened | 98 | Yuzhnaya 110/35/10 kv | 25+25 | 5.718 | 16.618 | 0 | 120 | 16.618 | 0 | 26.25 | 9.632 | 9.632 | opened
| Nom. Capacity MV, MVA | 25+25 | 5.45 | 0 | 120 | 5.45 | 0 | 26.25 | 20.8 |  |  |  | Nom. Capacity MV, MVA | 25+25 | 0 | 5.45 | 0 | 120 | 5.45 | 0 | 26.25 | 20.8
| Nom. Capacity LV, MVA | 25+25 | 5.45 | 0 | 120 | 5.45 | 0 | 26.25 | 20.8 |  |  |  | Nom. Capacity LV, MVA | 25+25 | 5.718 | 11.168 | 0 | 120 | 11.168 | 0 | 26.25 | 15.082
99 | Davydovskaya 110/10 kv | 25+25 | 8.91 | 0.02 | 120 | 8.89 | 0 | 26.25 | 17.36 | 17.36 | opened | 99 | Davydovskaya 110/10 kv | 25+25 | 8.59 | 17.5 | 0.02 | 120 | 17.48 | 0 | 26.25 | 8.77 | 8.77 | opened | introduced on 09.2009
100 | Kostroma-1 110/6 kv | 10+10 | 10.38 | 0 | 0 | 10.38 | 0 | 10.5 | 0.12 | 0.12 | opened | 100 | Kostroma-1 110/6 kv | 10+10 | 0.261 | 10.641 | 0 | 0 | 10.641 | 0 | 10.5 | -0.141 | -0.141 | closed
101 | Severnaya 110/6 kv | 20+25 | 19.24 | 0 | 0 | 19.24 | 0 | 21 | 1.76 | 1.76 | opened | 101 | Severnaya 110/6 kv | 20+25 | 4.91 | 24.15 | 0 | 0 | 24.15 | 0 | 21 | -3.15 | -3.15 | closed
102 | Strommashina 110/6 kv | 40+40 | 9.03 | 0 | 0 | 9.03 | 0 | 42 | 32.97 | 32.97 | opened | 102 | Strommashina 110/6 kv | 40+40 | 7.17 | 16.2 | 0 | 0 | 16.2 | 0 | 42 | 25.8 | 25.8 | opened
103 | Tsentralnaya 110/10/6 kv | 25+25 | 16.44 | 0 | 0 | 16.44 | 0 | 26.25 | 9.81 | 9.81 | opened | 103 | Tsentralnaya 110/10/6 kv | 25+25 | 7.738 | 24.178 | 0 | 0 | 24.178 | 0 | 26.25 | 2.072 | 2.072 | opened
104 | Baydarka 35/6 kv | 6,3+6,3 | 1.99 | 1.2 | 120 | 0.79 | 0 | 6.615 | 5.825 | 5.825 | opened | 104 | Baydarka 35/6 kv | 6,3+6,3 | 0.914 | 2.904 | 1.2 | 120 | 1.704 | 0 | 6.615 | 4.911 | 4.911 | opened
105 | Volzhskaya 35/6 kv | 4+4 | 1.29 | 0.76 | 120 | 0.53 | 0 | 4.2 | 3.67 | 3.67 | opened | 105 | Volzhskaya 35/6 kv | 4+4 | 0.161 | 1.451 | 0.76 | 120 | 0.691 | 0 | 4.2 | 3.509 | 3.509 | opened
106 | Vostochnaya-1 35/6 kv | 10+10+6,3 | 22.36 | 0 | 0 | 22.36 | 0 | 17.115 | -5.245 | -5.245 | closed | 106 | Vostochnaya-1 35/6 kv | 10+10+6,3 | 1.531 | 23.891 | 0 | 0 | 23.891 | 0 | 17.115 | -6.776 | -6.776 | closed
107 | Karavaevo 35/10 kv | 6,3+6,3 | 3.46 | 0 | 0 | 3.46 | 0 | 6.615 | 3.155 | 3.155 | opened | 107 | Karavaevo 35/10 kv | 6,3+6,3 | 0.9 | 4.36 | 0 | 0 | 4.36 | 0 | 6.615 | 2.255 | 2.255 | opened
108 | Korkino 35/10 kv | 2,5+2,5 | 1.67 | 0.85 | 120 | 0.82 | 0 | 2.625 | 1.805 | 1.805 | opened | 108 | Korkino 35/10 kv | 2,5+2,5 | 0.298 | 1.968 | 0.85 | 120 | 1.118 | 0 | 2.625 | 1.507 | 1.507 | opened
109 | KPD 110/35/10 kv | 16+16 | 7.54 | 1.44 | 120 | 6.1 | 0 | 16.8 | 10.7 | 10.7 | opened | 109 | KPD 110/35/10 kv | 16+16 | 0 | 7.54 | 1.44 | 120 | 6.1 | 0 | 16.8 | 10.7 | 10.7 | opened
| Nom. Capacity MV, MVA | 16+16 | 0.62 | 0 | 120 | 0.62 | 0 | 16.8 | 16.18 |  |  |  | Nom. Capacity MV, MVA | 16+16 | 0 | 0.62 | 0 | 120 | 0.62 | 0 | 16.8 | 16.18
| Nom. Capacity LV, MVA | 16+16 | 6.92 | 1.44 | 120 | 5.48 | 0 | 16.8 | 11.32 |  |  |  | Nom. Capacity LV, MVA | 16+16 | 0 | 6.92 | 1.44 | 120 | 5.48 | 0 | 16.8 | 11.32
110 | SM State district power station 110/35/6 kv | 10+16 | 6.48 | 0 | 0 | 6.48 | 0 | 10.5 | 4.02 | 4.02 | opened | 110 | SM State district power station 110/35/6 kv | 10+16 | 3.164 | 9.644 | 0 | 0 | 9.644 | 0 | 10.5 | 0.856 | 0.856 | opened
| Nom. Capacity MV, MVA | 10+16 | 0.62 | 0 | 0 | 0.62 | 0 | 10.5 | 9.88 |  |  |  | Nom. Capacity MV, MVA | 10+16 | 0 | 0.62 | 0 | 0 | 0.62 | 0 | 10.5 | 9.88
| Nom. Capacity LV, MVA | 10+16 | 5.86 | 0 | 0 | 5.86 | 0 | 10.5 | 4.64 |  |  |  | Nom. Capacity LV, MVA | 10+16 | 3.164 | 9.024 | 0 | 0 | 9.024 | 0 | 10.5 | 1.476
111 | Sidorovskoe 35/6 kv | 2,5+4 | 0.76 | 0.82 | 120 | -0.06 | 0 | 2.625 | 2.685 | 2.685 | opened | 111 | Sidorovskoe 35/6 kv | 2,5+4 | 0.022 | 0.782 | 0.82 | 120 | -0.038 | 0 | 2.625 | 2.663 | 2.663 | opened
112 | Buy (r) 110/35/10 kv | 4+10 | 1.87 | 0 | 0 | 1.87 | 0 | 4.2 | 2.33 | 2.33 | opened | 112 | Buy (r) 110/35/10 kv | 4+10 | 12.669 | 14.539 | 0 | 120 | 14.539 | 0 | 4.2 | -10.339 | -10.339 | closed
| Nom. Capacity MV, MVA | 4+10 | 1.87 | 0 | 0 | 1.87 | 0 | 4.2 | 2.33 |  |  |  | Nom. Capacity MV, MVA | 4+10 | 10 | 11.87 | 0 | 120 | 11.87 | 0 | 4.2 | -7.67
| Nom. Capacity LV, MVA | 4+10 | 0 | 0 | 0 | 0 | 0 | 4.2 | 4.2 |  |  |  | Nom. Capacity LV, MVA | 4+10 | 2.67 | 2.67 | 0 | 120 | 2.67 | 0 | 4.2 | 1.53
113 | Buy (agriculture) 110/10 kv | 6,3+6,3 | 6.25 | 1.2 | 120 | 5.05 | 0 | 6.615 | 1.565 | 1.565 | opened | 113 | Buy (agriculture) 110/10 kv | 6,3+6,3 | 0.879 | 7.129 | 1.2 | 120 | 5.929 | 0 | 6.615 | 0.686 | 0.686 | opened
114 | Zapadnaya 110/10 kv | 10+10 | 5.08 | 2.63 | 120 | 2.45 | 0 | 10.5 | 8.05 | 8.05 | opened | 114 | Zapadnaya 110/10 kv | 10+10 | 0 | 5.08 | 2.63 | 120 | 2.45 | 0 | 10.5 | 8.05 | 8.05 | opened
115 | Dor 35/10 kv | 1,6+1,6 | 0.46 | 0.06 | 120 | 0.4 | 0 | 1.68 | 1.28 | 1.28 | opened | 115 | Dor 35/10 kv | 1,6+1,6 | 0.049 | 0.509 | 0.06 | 120 | 0.449 | 0 | 1.68 | 1.231 | 1.231 | opened
116 | Dyakonovo 35/10 kv | 1+1 | 0.23 | 0.26 | 120 | -0.03 | 0 | 1.05 | 1.08 | 1.08 | opened | 116 | Dyakonovo 35/10 kv | 1+1 | 0.077 | 0.307 | 0.26 | 120 | 0.047 | 0 | 1.05 | 1.003 | 1.003 | opened
117 | Likurga 35/10 kv | 1,8+1,6 | 0.2 | 0.12 | 120 | 0.08 | 0 | 1.68 | 1.6 | 1.6 | opened | 117 | Likurga 35/10 kv | 1,8+1,6 | 0.003 | 0.203 | 0.12 | 120 | 0.083 | 0 | 1.68 | 1.597 | 1.597 | opened
118 | Shushkodom 35/10 kv | 1+1 | 0.29 | 0.06 | 120 | 0.23 | 0 | 1.05 | 0.82 | 0.82 | opened | 118 | Shushkodom 35/10 kv | 1+1 | 0.001 | 0.291 | 0.06 | 120 | 0.231 | 0 | 1.05 | 0.819 | 0.819 | opened
119 | Novaya 110/35/10 kv | 6,3+6,3 | 2.93 | 0.64 | 120 | 2.29 | 0 | 6.615 | 4.325 | 4.325 | opened | 119 | Novaya 110/35/10 kv | 6,3+6,3 | 0.741 | 3.671 | 0.64 | 120 | 3.031 | 0 | 6.615 | 3.584 | 3.584 | opened
| Nom. Capacity MV, MVA | 6,3+6,3 | 1.83 | 0 | 120 | 1.83 | 0 | 6.615 | 4.785 |  |  |  | Nom. Capacity MV, MVA | 6,3+6,3 | 0 | 1.83 | 0 | 120 | 1.83 | 0 | 6.615 | 4.785
| Nom. Capacity LV, MVA | 6,3+6,3 | 1.1 | 0.64 | 120 | 0.46 | 0 | 6.615 | 6.155 |  |  |  | Nom. Capacity LV, MVA | 6,3+6,3 | 0.741 | 1.841 | 0.64 | 120 | 1.201 | 0 | 6.615 | 5.414
120 | Orekhovo 110/35/10 kv | 6,3+6,3 | 1.36 | 0 | 120 | 1.36 | 0 | 6.615 | 5.255 | 5.255 | opened | 120 | Orekhovo 110/35/10 kv | 6,3+6,3 | 0.129 | 1.489 | 0 | 120 | 1.489 | 0 | 6.615 | 5.126 | 5.126 | opened
| Nom. Capacity MV, MVA | 6,3+6,3 | 0.53 | 0 | 120 | 0.53 | 0 | 6.615 | 6.085 |  |  |  | Nom. Capacity MV, MVA | 6,3+6,3 | 0 | 0.53 | 0 | 120 | 0.53 | 0 | 6.615 | 6.085
| Nom. Capacity LV, MVA | 6,3+6,3 | 0.83 | 0 | 120 | 0.83 | 0 | 6.615 | 5.785 |  |  |  | Nom. Capacity LV, MVA | 6,3+6,3 | 0.129 | 0.959 | 0 | 120 | 0.959 | 0 | 6.615 | 5.656
121 | Loparevo 110/10 kv | 2,5+2,5 | 0.36 | 0.55 | 120 | -0.19 | 0 | 2.625 | 2.815 | 2.815 | opened | 121 | Loparevo 110/10 kv | 2,5+2,5 | 0.258 | 0.618 | 0.55 | 120 | 0.068 | 0 | 2.625 | 2.557 | 2.557 | opened
122 | Poultry farm 35/10 kv | 4+4 | 1.73 | 1.28 | 120 | 0.45 | 0 | 4.2 | 3.75 | 3.75 | opened | 122 | Poultry farm 35/10 kv | 4+4 | 0 | 1.73 | 1.28 | 120 | 0.45 | 0 | 4.2 | 3.75 | 3.75 | opened
123 | Kabanovo 35/10 kv | 2,5+2,5 | 0.28 | 0.22 | 120 | 0.06 | 0 | 2.625 | 2.565 | 2.565 | opened | 123 | Kabanovo 35/10 kv | 2,5+2,5 | 0.006 | 0.286 | 0.22 | 120 | 0.066 | 0 | 2.625 | 2.559 | 2.559 | opened
124 | Levkovo 35/10 kv | 1,6+1,6 | 0.22 | 0.74 | 120 | -0.52 | 0 | 1.68 | 2.2 | 2.2 | opened | 124 | Levkovo 35/10 kv | 1,6+1,6 | 0.006 | 0.226 | 0.74 | 120 | -0.514 | 0 | 1.68 | 2.194 | 2.194 | opened
125 | Pronino 35/10 kv | 4+2,5 | 0.38 | 0.2 | 120 | 0.18 | 0 | 2.625 | 2.445 | 2.445 | opened | 125 | Pronino 35/10 kv | 4+2,5 | 0.021 | 0.401 | 0.2 | 120 | 0.201 | 0 | 2.625 | 2.424 | 2.424 | opened
126 | Toltunovo 35/10 kv | 2,5+2,5 | 0.2 | 0.13 | 120 | 0.07 | 0 | 2.625 | 2.555 | 2.555 | opened | 126 | Toltunovo 35/10 kv | 2,5+2,5 | 0.305 | 0.505 | 0.13 | 120 | 0.375 | 0 | 2.625 | 2.25 | 2.25 | opened
127 | Soligalich 110/35/10 kv | 10+10 | 5.27 | 1.7 | 120 | 3.57 | 0 | 10.5 | 6.93 | 6.93 | opened | 127 | Soligalich 110/35/10 kv | 10+10 | 0.683 | 5.953 | 1.7 | 120 | 4.253 | 0 | 10.5 | 6.247 | 6.247 | opened
| Nom. Capacity MV, MVA | 10+10 | 0.94 | 0 | 120 | 0.94 | 0 | 10.5 | 9.56 |  |  |  | Nom. Capacity MV, MVA | 10+10 | 0 | 0.94 | 0 | 120 | 0.94 | 0 | 10.5 | 9.56
| Nom. Capacity LV, MVA | 10+10 | 4.33 | 1.7 | 120 | 2.63 | 0 | 10.5 | 7.87 |  |  |  | Nom. Capacity LV, MVA | 10+10 | 0.683 | 5.013 | 1.7 | 120 | 3.313 | 0 | 10.5 | 7.187
128 | Pochinok 35/10 kv | 1,6+2,5 | 0.53 | 0.34 | 120 | 0.19 | 0 | 1.68 | 1.49 | 1.49 | opened | 128 | Pochinok 35/10 kv | 1,6+2,5 | 0.023 | 0.553 | 0.34 | 120 | 0.213 | 0 | 1.68 | 1.467 | 1.467 | opened
129 | Chukhloma 110/35/10 kv | 6,3+6,3 | 3.97 | 2.06 | 120 | 1.91 | 0 | 6.615 | 4.705 | 4.705 | opened | 129 | Chukhloma 110/35/10 kv | 6,3+6,3 | 0.585 | 4.555 | 2.06 | 120 | 2.495 | 0 | 6.615 | 4.12 | 4.12 | opened
| Nom. Capacity MV, MVA | 6,3+6,3 | 1.12 | 0 | 120 | 1.12 | 0 | 6.615 | 5.495 |  |  |  | Nom. Capacity MV, MVA | 6,3+6,3 | 0 | 1.12 | 0 | 120 | 1.12 | 0 | 6.615 | 5.495
| Nom. Capacity LV, MVA | 6,3+6,3 | 2.85 | 2.06 | 120 | 0.79 | 0 | 6.615 | 5.825 |  |  |  | Nom. Capacity LV, MVA | 6,3+6,3 | 0.585 | 3.435 | 2.06 | 120 | 1.375 | 0 | 6.615 | 5.24
130 | Suday 35/10 kv | 1,6+1,6 | 1.01 | 0.49 | 120 | 0.52 | 0 | 1.68 | 1.16 | 1.16 | opened | 130 | Suday 35/10 kv | 1,6+1,6 | 0.029 | 1.039 | 0.49 | 120 | 0.549 | 0 | 1.68 | 1.131 | 1.131 | opened
131 | Antropovo (r) 110/35/10 kv | 6,3+16 | 6.09 | 0.38 | 120 | 5.71 | 0 | 6.615 | 0.905 | 0.905 | opened | 131 | Antropovo (r) 110/35/10 kv | 6,3+16 | 0.001 | 6.091 | 0.38 | 120 | 5.711 | 0 | 6.615 | 0.904 | 0.904 | opened
| Nom. Capacity MV, MVA | 6,3+16 | 3.53 | 0 | 120 | 3.53 | 0 | 6.615 | 3.085 |  |  |  | Nom. Capacity MV, MVA | 6,3+16 | 0 | 3.53 | 0 | 120 | 3.53 | 0 | 6.615 | 3.085
| Nom. Capacity LV, MVA | 6,3+16 | 2.56 | 0.38 | 120 | 2.18 | 0 | 6.615 | 4.435 |  |  |  | Nom. Capacity LV, MVA | 6,3+16 | 0.001 | 2.561 | 0.38 | 120 | 2.181 | 0 | 6.615 | 4.434
132 | Palkino 35/10 kv | 2,5+4 | 0.7 | 0.45 | 120 | 0.25 | 0 | 2.625 | 2.375 | 2.375 | opened | 132 | Palkino 35/10 kv | 2,5+4 | 0.049 | 0.749 | 0.45 | 120 | 0.299 | 0 | 2.625 | 2.326 | 2.326 | opened
133 | Slovinka 35/10 kv | 1,6+1,6 | 0.11 | 0.1 | 120 | 0.01 | 0 | 1.68 | 1.67 | 1.67 | opened | 133 | Slovinka 35/10 kv | 1,6+1,6 | 0.001 | 0.111 | 0.1 | 120 | 0.011 | 0 | 1.68 | 1.669 | 1.669 | opened
134 | Kady 110/35/10 kv | 10+10 | 3.48 | 0.69 | 120 | 2.79 | 0 | 10.5 | 7.71 | 7.71 | opened | 134 | Kady 110/35/10 kv | 10+10 | 0.342 | 3.822 | 0.69 | 120 | 3.132 | 0 | 10.5 | 7.368 | 7.368 | opened
| Nom. Capacity MV, MVA | 10+10 | 1.23 | 0 | 120 | 1.23 | 0 | 10.5 | 9.27 |  |  |  | Nom. Capacity MV, MVA | 10+10 | 0 | 1.23 | 0 | 120 | 1.23 | 0 | 10.5 | 9.27
| Nom. Capacity LV, MVA | 10+10 | 2.25 | 0.69 | 120 | 1.56 | 0 | 10.5 | 8.94 |  |  |  | Nom. Capacity LV, MVA | 10+10 | 0.342 | 2.592 | 0.69 | 120 | 1.902 | 0 | 10.5 | 8.598
135 | Ekaterinkino 35/10 kv | 1,6+1,6 | 0.09 | 0.1 | 120 | -0.01 | 0 | 1.68 | 1.69 | 1.69 | opened | 135 | Ekaterinkino 35/10 kv | 1,6+1,6 | 0.012 | 0.102 | 0.1 | 120 | 0.002 | 0 | 1.68 | 1.678 | 1.678 | opened
136 | Ilyinskoe 110/35/10 kv | 10+10 | 5.36 | 0.04 | 120 | 5.32 | 0 | 10.5 | 5.18 | 5.18 | opened | 136 | Ilyinskoe 110/35/10 kv | 10+10 | 0.006 | 5.366 | 0.04 | 120 | 5.326 | 0 | 10.5 | 5.174 | 5.174 | opened
| Nom. Capacity MV, MVA | 10+10 | 5.25 | 0 | 120 | 5.25 | 0 | 10.5 | 5.25 |  |  |  | Nom. Capacity MV, MVA | 10+10 | 0 | 5.25 | 0 | 120 | 5.25 | 0 | 10.5 | 5.25
| Nom. Capacity LV, MVA | 10+10 | 0.11 | 0.04 | 120 | 0.07 | 0 | 10.5 | 10.43 |  |  |  | Nom. Capacity LV, MVA | 10+10 | 0.006 | 0.116 | 0.04 | 120 | 0.076 | 0 | 10.5 | 10.424
137 | Kologriv 35/10 kv | 4+4 | 2.12 | 1.42 | 120 | 0.7 | 0 | 4.2 | 3.5 | 3.5 | opened | 137 | Kologriv 35/10 kv | 4+4 | 0.195 | 2.315 | 1.42 | 120 | 0.895 | 0 | 4.2 | 3.305 | 3.305 | opened
138 | Ovsyannikovo 35/10 kv | 1,6+1,6 | 0.23 | 0.08 | 120 | 0.15 | 0 | 1.68 | 1.53 | 1.53 | opened | 138 | Ovsyannikovo 35/10 kv | 1,6+1,6 | 0.025 | 0.255 | 0.08 | 120 | 0.175 | 0 | 1.68 | 1.505 | 1.505 | opened
139 | Makaryev-1 110/35/10 kv | 10+10 | 7.54 | 0.8 | 120 | 6.74 | 0 | 10.5 | 3.76 | 3.76 | opened | 139 | Makaryev-1 110/35/10 kv | 10+10 | 0.098 | 7.638 | 0.8 | 120 | 6.838 | 0 | 10.5 | 3.662 | 3.662 | opened
| Nom. Capacity MV, MVA | 10+10 | 5.36 | 0 | 120 | 5.36 | 0 | 10.5 | 5.14 |  |  |  | Nom. Capacity MV, MVA | 10+10 | 0 | 5.36 | 0 | 120 | 5.36 | 0 | 10.5 | 5.14
| Nom. Capacity MV, MVA | 10+10 | 2.18 | 0.8 | 120 | 1.38 | 0 | 10.5 | 9.12 |  |  |  | Nom. Capacity MV, MVA | 10+10 | 0.098 | 2.278 | 0.8 | 120 | 1.478 | 0 | 10.5 | 9.022
140 | Gorchukha 35/10 kv | 2,5+2,5 | 1.19 | 0 | 0 | 1.19 | 0 | 2.625 | 1.435 | 1.435 | opened | 140 | Gorchukha 35/10 kv | 2,5+2,5 | 0.036 | 1.226 | 0 | 0 | 1.226 | 0 | 2.625 | 1.399 | 1.399 | opened
141 | Makaryev-2 35/10 kv | 4+4 | 3 | 1.58 | 120 | 1.42 | 0 | 4.2 | 2.78 | 2.78 | opened | 141 | Makaryev-2 35/10 kv | 4+4 | 0.207 | 3.207 | 1.58 | 120 | 1.627 | 0 | 4.2 | 2.573 | 2.573 | opened
142 | Timoshino 35/10 kv | 1+1 | 0.18 | 0 | 0 | 0.18 | 0 | 1.05 | 0.87 | 0.87 | opened | 142 | Timoshino 35/10 kv | 1+1 | 0.066 | 0.246 | 0 | 0 | 0.246 | 0 | 1.05 | 0.804 | 0.804 | opened
143 | Unzha 35/10 kv | 1+1,6 | 0.81 | 0.1 | 120 | 0.71 | 0 | 1.05 | 0.34 | 0.34 | opened | 143 | Unzha 35/10 kv | 1+1,6 | 0.006 | 0.816 | 0.1 | 120 | 0.716 | 0 | 1.05 | 0.334 | 0.334 | opened
144 | Yakimovo 35/10 kv | 1,6+2,5 | 0.12 | 0.32 | 120 | -0.2 | 0 | 1.68 | 1.88 | 1.88 | opened | 144 | Yakimovo 35/10 kv | 1,6+2,5 | 0 | 0.12 | 0.32 | 120 | -0.2 | 0 | 1.68 | 1.88 | 1.88 | opened
145 | BKhZ 110/6 kv | 25+25 | 2.58 | 0 | 0 | 2.58 | 0 | 26.25 | 23.67 | 23.67 | opened | 145 | BKhZ 110/6 kv | 25+25 | 0.15 | 2.73 | 0 | 0 | 2.73 | 0 | 26.25 | 23.52 | 23.52 | opened
146 | Sosnovka 35/10 kv | 2,5+1,6 | 0.44 | 0.15 | 120 | 0.29 | 0 | 1.68 | 1.39 | 1.39 | opened | 146 | Sosnovka 35/10 kv | 2,5+1,6 | 0.052 | 0.492 | 0.15 | 120 | 0.342 | 0 | 1.68 | 1.338 | 1.338 | opened
147 | Georgievskoe 35/10 kv | 2,5+2,5 | 2.15 | 1.23 | 120 | 0.92 | 0 | 2.625 | 1.705 | 1.705 | opened | 147 | Georgievskoe 35/10 kv | 2,5+2,5 | 0.086 | 2.236 | 1.23 | 120 | 1.006 | 0 | 2.625 | 1.619 | 1.619 | opened
148 | Neya 110/35/27,5/10 kv | 40+40+6,3 | 16.05 | 3.6 | 120 | 12.45 | 0 | 48.615 | 36.165 | 36.165 | opened | 148 | Neya 110/35/27,5/10 kv | 40+40+6,3 | 0.524 | 16.574 | 3.6 | 120 | 12.974 | 0 | 48.615 | 35.641 | 35.641 | opened
| Nom. Capacity MV, MVA | 40+40+6,3 | 8.53 | 0 | 120 | 8.53 | 0 | 48.615 | 40.085 |  |  |  | Nom. Capacity MV, MVA | 40+40+6,3 | 0 | 8.53 | 0 | 120 | 8.53 | 0 | 48.615 | 40.085
| Nom. Capacity LV, MVA | 40+40+6,3 | 7.52 | 3.6 | 120 | 3.92 | 0 | 48.615 | 44.695 |  |  |  | Nom. Capacity LV, MVA | 40+40+6,3 | 0.524 | 8.044 | 3.6 | 120 | 4.444 | 0 | 48.615 | 44.171
149 | Vozherovo 35/10 kv | 1,6+1,6 | 0.15 | 0.12 | 120 | 0.03 | 0 | 1.68 | 1.65 | 1.65 | opened | 149 | Vozherovo 35/10 kv | 1,6+1,6 | 0 | 0.15 | 0.12 | 120 | 0.03 | 0 | 1.68 | 1.65 | 1.65 | opened
150 | Matveevo 35/10 kv | 1,8+4 | 0.51 | 0.42 | 120 | 0.09 | 0 | 1.89 | 1.8 | 1.8 | opened | 150 | Matveevo 35/10 kv | 1,8+4 | 0.04 | 0.55 | 0.42 | 120 | 0.13 | 0 | 1.89 | 1.76 | 1.76 | opened
151 | Parfenyevo 35/10 kv | 4+4 | 2.32 | 1.89 | 120 | 0.43 | 0 | 4.2 | 3.77 | 3.77 | opened | 151 | Parfenyevo 35/10 kv | 4+4 | 0.172 | 2.492 | 1.89 | 120 | 0.602 | 0 | 4.2 | 3.598 | 3.598 | opened
152 | Vokhma 110/35/10 kv | 6,3+16 | 5.42 | 0 | 0 | 5.42 | 0 | 6.615 | 1.195 | 1.195 | opened | 152 | Vokhma 110/35/10 kv | 6,3+16 | 0.398 | 5.818 | 0 | 0 | 5.818 | 0 | 6.615 | 0.797 | 0.797 | opened
| Nom. Capacity MV, MVA | 6,3+8 | 1.53 | 0 | 0 | 1.53 | 0 | 6.615 | 5.085 |  |  |  | Nom. Capacity MV, MVA | 6,3+8 | 0 | 1.53 | 0 | 0 | 1.53 | 0 | 6.615 | 5.085
| Nom. Capacity LV, MVA | 6,3+8 | 3.89 | 0 | 0 | 3.89 | 0 | 6.615 | 2.725 |  |  |  | Nom. Capacity LV, MVA | 6,3+8 | 0.398 | 4.288 | 0 | 0 | 4.288 | 0 | 6.615 | 2.327
153 | Lapshino 35/10 kv | 2,5+2,5 | 0.36 | 0.05 | 120 | 0.31 | 0 | 2.625 | 2.315 | 2.315 | opened | 153 | Lapshino 35/10 kv | 2,5+2,5 | 0 | 0.36 | 0.05 | 120 | 0.31 | 0 | 2.625 | 2.315 | 2.315 | opened
154 | Spass 35/10 kv | 1,6+2,5 | 0.35 | 0.35 | 120 | 0 | 0 | 1.68 | 1.68 | 1.68 | opened | 154 | Spass 35/10 kv | 1,6+2,5 | 0.009 | 0.359 | 0.35 | 120 | 0.009 | 0 | 1.68 | 1.671 | 1.671 | opened
155 | Bogovarovo 35/10 kv | 2,5+4 | 1.59 | 1 | 120 | 0.59 | 0 | 2.625 | 2.035 | 2.035 | opened | 155 | Bogovarovo 35/10 kv | 2,5+4 | 0.177 | 1.767 | 1 | 120 | 0.767 | 0 | 2.625 | 1.858 | 1.858 | opened
156 | Pavino 110/35/10 kv | 10+6,3 | 1.69 | 0 | 0 | 1.69 | 0 | 6.615 | 4.925 | 4.925 | opened | 156 | Pavino 110/35/10 kv | 10+6,3 | 0.032 | 1.722 | 0 | 0 | 1.722 | 0 | 6.615 | 4.893 | 4.893 | opened
| Nom. Capacity MV, MVA | 10+6,3 | 0.18 | 0 | 0 | 0.18 | 0 | 6.615 | 6.435 |  |  |  | Nom. Capacity MV, MVA | 10+6,3 | 0 | 0.18 | 0 | 0 | 0.18 | 0 | 6.615 | 6.435
| Nom. Capacity LV, MVA | 10+6,3 | 1.51 | 0 | 0 | 1.51 | 0 | 6.615 | 5.105 |  |  |  | Nom. Capacity LV, MVA | 10+6,3 | 0.032 | 1.542 | 0 | 0 | 1.542 | 0 | 6.615 | 5.073
157 | Ledengskaya 35/10 kv | 1,6+4 | 0.07 | 0.07 | 120 | 0 | 0 | 1.68 | 1.68 | 1.68 | opened | 157 | Ledengskaya 35/10 kv | 1,6+4 | 0.006 | 0.076 | 0.07 | 120 | 0.006 | 0 | 1.68 | 1.674 | 1.674 | opened
158 | Pyshchug 110/35/10 kv | 6,3+6,3 | 2.42 | 0 | 0 | 2.42 | 0 | 6.615 | 4.195 | 4.195 | opened | 158 | Pyshchug 110/35/10 kv | 6,3+6,3 | 0.18 | 2.6 | 0 | 0 | 2.6 | 0 | 6.615 | 4.015 | 4.015 | opened
| Nom. Capacity MV, MVA | 6,3+6,3 | 0.12 | 0 | 0 | 0.12 | 0 | 6.615 | 6.495 |  |  |  | Nom. Capacity MV, MVA | 6,3+6,3 | 0 | 0.12 | 0 | 0 | 0.12 | 0 | 6.615 | 6.495
| Nom. Capacity LV, MVA | 6,3+6,3 | 2.3 | 0 | 0 | 2.3 | 0 | 6.615 | 4.315 |  |  |  | Nom. Capacity LV, MVA | 6,3+6,3 | 0.18 | 2.48 | 0 | 0 | 2.48 | 0 | 6.615 | 4.135
159 | Rozhdestvenskoe 110/35/10 kv | 10+4 | 1.77 | 0.75 | 120 | 1.02 | 0 | 4.2 | 3.18 | 3.18 | opened | 159 | Rozhdestvenskoe 110/35/10 kv | 10+4 | 0.131 | 1.901 | 0.75 | 120 | 1.151 | 0 | 4.2 | 3.049 | 3.049 | opened
| Nom. Capacity MV, MVA | 10+4 | 0.69 | 0 | 120 | 0.69 | 0 | 4.2 | 3.51 |  |  |  | Nom. Capacity MV, MVA | 10+4 | 0 | 0.69 | 0 | 120 | 0.69 | 0 | 4.2 | 3.51
| Nom. Capacity LV, MVA | 10+4 | 1.08 | 0.75 | 120 | 0.33 | 0 | 4.2 | 3.87 |  |  |  | Nom. Capacity LV, MVA | 10+4 | 0.131 | 1.211 | 0.75 | 120 | 0.461 | 0 | 4.2 | 3.739
160 | Odoevskoe 35/10 kv | 1,6+1,6 | 0.25 | 0.27 | 120 | -0.02 | 0 | 1.68 | 1.7 | 1.7 | opened | 160 | Odoevskoe 35/10 kv | 1,6+1,6 | 0.024 | 0.274 | 0.27 | 120 | 0.004 | 0 | 1.68 | 1.676 | 1.676 | opened
161 | Sharya (r) 110/35/6 kv | 20+25 | 19.02 | 2 | 120 | 17.02 | 0 | 21 | 3.98 | 3.98 | opened | 161 | Sharya (r) 110/35/6 kv | 20+25 | 0.564 | 19.584 | 2 | 120 | 17.584 | 0 | 21 | 3.416 | 3.416 | opened
| Nom. Capacity MV, MVA | 20+25 | 12.2 | 0 | 120 | 12.2 | 0 | 21 | 8.8 |  |  |  | Nom. Capacity MV, MVA | 20+25 | 0 | 12.2 | 0 | 120 | 12.2 | 0 | 21 | 8.8
| Nom. Capacity LV, MVA | 20+25 | 6.82 | 2 | 120 | 4.82 | 0 | 21 | 16.18 |  |  |  | Nom. Capacity LV, MVA | 20+25 | 0.564 | 7.384 | 2 | 120 | 5.384 | 0 | 21 | 15.616
162 | Industrial hub 110/6/6 kv | 25+25 | 3.32 | 2.5 | 120 | 0.82 | 0 | 26.25 | 25.43 | 25.43 | opened | 162 | Industrial hub 110/6/6 kv | 25+25 | 0.746 | 4.066 | 2.5 | 120 | 1.566 | 0 | 26.25 | 24.684 | 24.684 | opened
163 | Krivyachka 35/10 kv | 1,6+1 | 0.82 | 0.57 | 120 | 0.25 | 0 | 1.05 | 0.8 | 0.8 | opened | 163 | Krivyachka 35/10 kv | 1,6+1 | 0.038 | 0.858 | 0.57 | 120 | 0.288 | 0 | 1.05 | 0.762 | 0.762 | opened
164 | Nikolo-Shanga 35/10 kv | 1,6+1,6 | 0.78 | 0 | 0 | 0.78 | 0 | 1.68 | 0.9 | 0.9 | opened | 164 | Nikolo-Shanga 35/10 kv | 1,6+1,6 | 0.031 | 0.811 | 0 | 0 | 0.811 | 0 | 1.68 | 0.869 | 0.869 | opened
165 | Tsentralnaya 35/6 kv | 10+10 | 8.96 | 3 | 120 | 5.96 | 0 | 10.5 | 4.54 | 4.54 | opened | 165 | Tsentralnaya 35/6 kv | 10+10 | 2.992 | 11.952 | 3 | 120 | 8.952 | 0 | 10.5 | 1.548 | 1.548 | opened
| Total over Kostromaenergo | 1706 | 401.12 | [8 empty] | 2: Total over Kostromaenergo; 3: 1706; 5: 490.37
| deficit | [8 empty] | -6.235 |  | 2: deficit; Min. 12: -21.829
| proficit | [8 empty] | 526.5 |  | 2: proficit; Min. 12: 452.906

## Воронежэнерго
No. | Object of main substation, voltage class | Current deficit | [8 empty] | Note |  | No. | Object of main substation, voltage class | Expected dificit / proficit | [9 empty] | Note
|  | Installed power capacity of transformers Sуst., including their number, pcs/ MVA | Summary total capacity of Central Substation following the results of measurements of load maximum Sмах | Total capacity redistributed according to operating rules, MVA for the time period |  | Total capacity including re-distribution, MVA | Limiting factors, MVA | Permissible load accounted in the n-1 mode, MVA | Transmission capacity MVA | Current deficit/ proficit, MVA |  |  |  |  | Installed power capacity of transformers Sуst., including their number, pcs/ MVA | Additional capacity according to provided technical specifications at TS, МVА | Expected load at main substation, MVA | Total redistributed capacity in future including fulfillment of measures of technical specifications or other measures relating to reconstruction of network, investment programs, MVA for the time period |  | Total capacity including re-distribution, MVA | Limiting factors, MVA | Permissible load accounted in the n-1 mode, MVA | Transmission capacity of Main substation, MVA | Expected dificit / proficit, MVA
|  |  | MVA | МVА | Мin. | [12 empty] | МVА | min.
1 | 2 | 4 | 5 | 6 | 7 | 8 | 9 | 10 | 11 |  | 12 |  | 1 | 2 | 3 | 4 | 5 | 6 | 7 | 8 | 9 | 10 | 11 | 12 | 13
One-transformer substations | [12 empty] | 1: One-transformer substations
| Power supply system | [11 empty] | 2: Power supply system
1 | No. 44 | 10 | 0.021 | 0 | 0 | 0 | 0 | 0 | -0.021 | -0.021 |  |  | 1 | No. 44 | 10 | 2.07 | 2.091 | 0 | 0 | 2.091 | 0 | 0 | -2.091 | -2.091 | 110/6
2 | No. 7 | 2.5 | 0.483 | 3.5 | 0 | 3.5 | 0 | 3.5 | 3.017 | 3.017 |  |  | 2 | No. 7 | 2.5 | 3.49 | 3.973 | 3.5 | 0 | 0.473 | 0 | 3.5 | -0.473 | -0.473 | 35/6
3 | Stupino | 6.3 | 0.953 | 1.0375 | 120 | 1.0375 | 0 | 1.0375 | 0.0845 | 0.0845 |  |  | 3 | Stupino | 6.3 | 0.06 | 1.013 | 1.0375 | 120 | -0.0245 | 0 | 1.0375 | 0.0245 | 0.0245 | 110/10
4 | P.Kommuna | 6.3 | 0.455 | 0.5 | 120 | 0.5 | 0 | 0.5 | 0.045 | 0.045 |  |  | 4 | P.Kommuna | 6.3 | 0 | 0.455 | 0.5 | 120 | -0.045 | 0 | 0.5 | 0.045 | 0.045 | 110/10
5 | No. 38 | 2.5 | 0.327 | 0.8 | 120 | 0.8 | 0 | 0.8 | 0.473 | 0.473 |  |  | 5 | No. 38 | 2.5 | 0 | 0.327 | 0.8 | 120 | -0.473 | 0 | 0.8 | 0.473 | 0.473 | 35/10
6 | No. 46 | 4 | 0 | 0 | 0 | 0 | 0 | 0 | 0 | 0 |  |  | 6 | No. 46 | 4 | 0 | 0 | 0 | 0 | 0 | 0 | 0 | 0 | 0 | 35/6
7 | Istobnoe | 4 | 0.342 | 0.36 | 120 | 0.36 | 0 | 0.36 | 0.018 | 0.018 |  |  | 7 | Istobnoe | 4 | 0.01 | 0.352 | 0.36 | 120 | -0.008 | 0 | 0.36 | 0.008 | 0.008 | 35/10
8 | Rodina | 2.5 | 0.549 | 2.2 | 120 | 2.2 | 0 | 2.2 | 1.651 | 1.651 |  |  | 8 | Rodina | 2.5 | 1.63 | 2.179 | 2.2 | 120 | -0.021 | 0 | 2.2 | 0.021 | 0.021 | 35/10
9 | Vyaznovatovka | 2.5 | 0.352 | 1.5 | 120 | 1.5 | 0 | 1.5 | 1.148 | 1.148 |  |  | 9 | Vyaznovatovka | 2.5 | 1.02 | 1.372 | 1.5 | 120 | -0.128 | 0 | 1.5 | 0.128 | 0.128 | 35/10
10 | V.Turovo-1 | 3.2 | 0.927 | 1.4 | 120 | 1.4 | 0 | 1.4 | 0.473 | 0.473 |  |  | 10 | V.Turovo-1 | 3.2 | 0.02 | 0.947 | 1.4 | 120 | -0.453 | 0 | 1.4 | 0.453 | 0.453 | 35/10
11 | Semidesyatnoe | 2.5 | 0.69 | 0 | 0 | 0 | 0 | 0 | -0.69 | -0.69 |  |  | 11 | Semidesyatnoe | 2.5 | 0.07 | 0.76 | 0 | 0 | 0.76 | 0 | 0 | -0.76 | -0.76 | 35/10
12 | Arkhangelskoe SPS | 2.5 | 0.872 | 0 | 0 | 0 | 0 | 0 | -0.872 | -0.872 |  |  | 12 | Arkhangelskoe SPS | 2.5 | 0.07 | 0.942 | 0 | 0 | 0.942 | 0 | 0 | -0.942 | -0.942 | 35/10
13 | Khokhol-2 | 2.5 | 1.362 | 0 | 0 | 0 | 0 | 0 | -1.362 | -1.362 |  |  | 13 | Khokhol-2 | 2.5 | 0.11 | 1.472 | 0 | 0 | 1.472 | 0 | 0 | -1.472 | -1.472 | 35/10
14 | N.Olshanka | 4 | 0.697 | 0.7574 | 120 | 0.7574 | 0 | 0.7574 | 0.0604 | 0.0604 |  |  | 14 | N.Olshanka | 4 | 0.03 | 0.727 | 0.7574 | 120 | -0.0304 | 0 | 0.7574 | 0.0304 | 0.0304 | 35/10
15 | Troitskoe | 2.5 | 0.42 | 0 | 0 | 0 | 0 | 0 | -0.42 | -0.42 |  |  | 15 | Troitskoe | 2.5 | 0.01 | 0.43 | 0 | 0 | 0.43 | 0 | 0 | -0.43 | -0.43 | 35/10
16 | Zemlyansk | 4 | 1.007 | 0 | 0 | 0 | 0 | 0 | -1.007 | -1.007 |  |  | 16 | Zemlyansk | 4 | 0.01 | 1.017 | 0 | 0 | 1.017 | 0 | 0 | -1.017 | -1.017 | 35/10
17 | Losevo SPS | 2.5 | 0.708 | 0.9536 | 120 | 0.9536 | 0 | 0.9536 | 0.2456 | 0.2456 |  |  | 17 | Losevo SPS | 2.5 | 0 | 0.708 | 0.9536 | 120 | -0.2456 | 0 | 0.9536 | 0.2456 | 0.2456 | 35/10
18 | Verny | 2.5 | 2.089 | 2.15 | 120 | 2.15 | 0 | 2.15 | 0.061 | 0.061 |  |  | 18 | Verny | 2.5 | 0.04 | 2.129 | 2.15 | 120 | -0.021 | 0 | 2.15 | 0.021 | 0.021 | 35/10
19 | Elevator | 2.5 | 1 | 1.1 | 120 | 1.1 | 0 | 1.1 | 0.1 | 0.1 |  |  | 19 | Elevator | 2.5 | 0.03 | 1.03 | 1.1 | 120 | -0.07 | 0 | 1.1 | 0.07 | 0.07 | 35/10
20 | Yubileynaya | 4 | 0.999 | 1.6 | 120 | 1.6 | 0 | 1.6 | 0.601 | 0.601 |  |  | 20 | Yubileynaya | 4 | 0.07 | 1.069 | 1.6 | 120 | -0.531 | 0 | 1.6 | 0.531 | 0.531 | 35/10
21 | Parusnoe | 4 | 2.672 | 3.1584 | 120 | 3.1584 | 0 | 3.1584 | 0.4864 | 0.4864 |  |  | 21 | Parusnoe | 4 | 0.05 | 2.722 | 3.1584 | 120 | -0.4364 | 0 | 3.1584 | 0.4364 | 0.4364 | 35/10
22 | Rogachyovka | 4 | 1.958 | 2.05 | 120 | 2.05 | 0 | 2.05 | 0.092 | 0.092 |  |  | 22 | Rogachyovka | 4 | 0.05 | 2.008 | 2.05 | 120 | -0.042 | 0 | 2.05 | 0.042 | 0.042 | 35/10
23 | Rassvet | 2.5 | 0.262 | 0.3 | 120 | 0.3 | 0 | 0.3 | 0.038 | 0.038 |  |  | 23 | Rassvet | 2.5 | 0 | 0.262 | 0.3 | 120 | -0.038 | 0 | 0.3 | 0.038 | 0.038 | 35/10
24 | Dankovo | 2.5 | 0.641 | 0.899 | 120 | 0.899 | 0 | 0.899 | 0.258 | 0.258 |  |  | 24 | Dankovo | 2.5 | 0.02 | 0.661 | 0.899 | 120 | -0.238 | 0 | 0.899 | 0.238 | 0.238 | 35/10
25 | Bugaevka | 16 | 7.04 | 14 | 90 | 14 | 0 | 14 | 6.96 | 1.86 |  |  | 25 | Bugaevka | 16 | 0.2 | 7.24 | 14 | 90 | -6.76 | 0 | 14 | 6.76 | 1.66
| Sн. MV, МVА | 16 | 4.9 | 10 | 90 | 10 | 0 | 10 | 5.1 |  |  |  |  | Sн. MV, МVА | 16 | 0 | 4.9 | 10 | 90 | -5.1 | 0 | 10 | 5.1 |  | 110/35/10
| Sн. LV, МVА | 16 | 2.14 | 4 | 90 | 4 | 0 | 4 | 1.86 |  |  |  |  | Sн. LV, МVА | 16 | 0.2 | 2.34 | 4 | 90 | -1.66 | 0 | 4 | 1.66
26 | Dobrino | 10 | 1.22 | 6.6 | 90 | 6.6 | 0 | 6.6 | 5.38 | 1.96 |  |  | 26 | Dobrino | 10 | 0.13 | 1.35 | 6.6 | 90 | -5.25 | 0 | 6.6 | 5.25 | 1.83
| Sн. MV, МVА | 10 | 0.06 | 5.8 | 90 | 5.8 | 0 | 5.8 | 5.74 |  |  |  |  | Sн. MV, МVА | 10 | 0 | 0.06 | 5.8 | 90 | -5.74 | 0 | 5.8 | 5.74 |  | 110/35/10
| Sн. LV, МVА | 10 | 1.16 | 3.12 | 90 | 3.12 | 0 | 3.12 | 1.96 |  |  |  |  | Sн. LV, МVА | 10 | 0.13 | 1.29 | 3.12 | 90 | -1.83 | 0 | 3.12 | 1.83
27 | N. Kalitva | 6.3 | 1.64 | 2 | 240 | 2 | 0 | 2 | 0.36 | 0.36 |  |  | 27 | N. Kalitva | 6.3 | 0.28 | 1.92 | 2 | 240 | -0.08 | 0 | 2 | 0.08 | 0.08 | 110/10
28 | Shishovka | 6.3 | 0.64 | 2.34 | 180 | 2.34 | 0 | 2.34 | 1.7 | 1.7 |  |  | 28 | Shishovka | 6.3 | 0.25 | 0.89 | 2.34 | 180 | -1.45 | 0 | 2.34 | 1.45 | 1.45 | 110/10
29 | Azovka | 10 | 1.51 | 3.12 | 180 | 3.12 | 0 | 3.12 | 1.61 | 1.61 |  |  | 29 | Azovka | 10 | 1.2 | 2.71 | 3.12 | 180 | -0.41 | 0 | 3.12 | 0.41 | 0.41 | 110/10
30 | Yurasovka | 2.5 | 0.63 | 1.56 | 120 | 1.56 | 0 | 1.56 | 0.93 | 0.93 |  |  | 30 | Yurasovka | 2.5 | 0.02 | 0.65 | 1.56 | 120 | -0.91 | 0 | 1.56 | 0.91 | 0.91 | 35/10
31 | Nerovnovka | 2.5 | 0.29 | 0.78 | 240 | 0.78 | 0 | 0.78 | 0.49 | 0.49 |  |  | 31 | Nerovnovka | 2.5 | 0.02 | 0.31 | 0.78 | 240 | -0.47 | 0 | 0.78 | 0.47 | 0.47 | 35/10
32 | Saprino | 1.8 | 0.3 | 1.8 | 120 | 1.8 | 0 | 1.8 | 1.5 | 1.5 |  |  | 32 | Saprino | 1.8 | 0.01 | 0.31 | 1.8 | 120 | -1.49 | 0 | 1.8 | 1.49 | 1.49 | 35/10
33 | Sergeevka | 4 | 0.35 | 0 | 0 | 0 | 0 | 0 | -0.35 | -0.35 |  |  | 33 | Sergeevka | 4 | 0.06 | 0.41 | 0 | 0 | 0.41 | 0 | 0 | -0.41 | -0.41 | 35/10
34 | Stepanovka | 4 | 0.3 | 1.56 | 240 | 1.56 | 0 | 1.56 | 1.26 | 1.26 |  |  | 34 | Stepanovka | 4 | 0.02 | 0.32 | 1.56 | 240 | -1.24 | 0 | 1.56 | 1.24 | 1.24 | 35/10
35 | Kolodezhanskaya | 2.5 | 0.29 | 0.78 | 180 | 0.78 | 0 | 0.78 | 0.49 | 0.49 |  |  | 35 | Kolodezhanskaya | 2.5 | 0.05 | 0.34 | 0.78 | 180 | -0.44 | 0 | 0.78 | 0.44 | 0.44 | 35/10
36 | Andreevka | 2.5 | 0.1 | 0 | 0 | 0 | 0 | 0 | -0.1 | -0.1 |  |  | 36 | Andreevka | 2.5 | 0.02 | 0.12 | 0 | 0 | 0.12 | 0 | 0 | -0.12 | -0.12 | 35/10
37 | Kulikovka | 4 | 1.63 | 0 | 0 | 0 | 0 | 0 | -1.63 | -1.63 |  |  | 37 | Kulikovka | 4 | 0.23 | 1.86 | 0 | 0 | 1.86 | 0 | 0 | -1.86 | -1.86 | 35/10
38 | Lizinovka | 2.5 | 0.94 | 2.5 | 240 | 2.5 | 0 | 2.5 | 1.56 | 1.56 |  |  | 38 | Lizinovka | 2.5 | 0.05 | 0.99 | 2.5 | 240 | -1.51 | 0 | 2.5 | 1.51 | 1.51 | 35/10
39 | Sotnitskaya | 4 | 1.54 | 2.3 | 120 | 2.3 | 0 | 2.3 | 0.76 | 0.76 |  |  | 39 | Sotnitskaya | 4 | 0.04 | 1.58 | 2.3 | 120 | -0.72 | 0 | 2.3 | 0.72 | 0.72 | 35/10
40 | Kr. Polyana | 2.5 | 0.32 | 0 | 0 | 0 | 0 | 0 | -0.32 | -0.32 |  |  | 40 | Kr. Polyana | 2.5 | 0.04 | 0.36 | 0 | 0 | 0.36 | 0 | 0 | -0.36 | -0.36 | 35/10
41 | Gumny | 4 | 0.83 | 1.56 | 180 | 1.56 | 0 | 1.56 | 0.73 | 0.73 |  |  | 41 | Gumny | 4 | 0.09 | 0.92 | 1.56 | 180 | -0.64 | 0 | 1.56 | 0.64 | 0.64 | 35/10
42 | Uryv | 2.5 | 0.71 | 0 | 0 | 0 | 0 | 0 | -0.71 | -0.71 |  |  | 42 | Uryv | 2.5 | 0.05 | 0.76 | 0 | 0 | 0.76 | 0 | 0 | -0.76 | -0.76 | 35/10
43 | Shubnov | 2.5 | 0.82 | 1.17 | 180 | 1.17 | 0 | 1.17 | 0.35 | 0.35 |  |  | 43 | Shubnov | 2.5 | 0.11 | 0.93 | 1.17 | 180 | -0.24 | 0 | 1.17 | 0.24 | 0.24 | 35/10
44 | Zaluzhnoe | 2.5 | 1.61 | 2 | 240 | 2 | 0 | 2 | 0.39 | 0.39 |  |  | 44 | Zaluzhnoe | 2.5 | 0.36 | 1.97 | 2 | 240 | -0.03 | 0 | 2 | 0.03 | 0.03 | 35/10
46 | Anna-2 | 25 | 5.8 | 7.8 | 90 | 7.8 | 0 | 7.8 | 2 | 0.55 |  |  | 45 | Anna-2 | 25 | 0.03 | 5.83 | 7.8 | 90 | -1.97 | 0 | 7.8 | 1.97 | 0.55
| Sн. MV, МVА | 25 | 1.69 | 2.24 | 90 | 2.24 | 0 | 2.24 | 0.55 |  |  |  |  | Sн. MV, МVА | 25 | 0 | 1.69 | 2.24 | 90 | -0.55 | 0 | 2.24 | 0.55 |  | 110/35/10
| Sн. LV, МVА | 25 | 4.11 | 5.56 | 90 | 5.56 | 0 | 5.56 | 1.45 |  |  |  |  | Sн. LV, МVА | 25 | 0.03 | 4.14 | 5.56 | 90 | -1.42 | 0 | 5.56 | 1.42
47 | Vostochnaya | 10 | 3.42 | 4.8 | 30 | 4.8 | 0 | 4.8 | 1.38 | 1.38 |  |  | 46 | Vostochnaya | 10 | 0.93 | 4.35 | 4.8 | 30 | -0.45 | 0 | 4.8 | 0.45 | 0.45 | 35/6
48 | Bolshevik | 6.3 | 1.17 | 1.46 | 60 | 1.46 | 0 | 1.46 | 0.29 | 0.29 |  |  | 47 | Bolshevik | 6.3 | 0.01 | 1.18 | 1.46 | 60 | -0.28 | 0 | 1.46 | 0.28 | 0.28 | 110/10
49 | Rozhdestvo | 6.3 | 0.7 | 0.75 | 60 | 0.75 | 0 | 0.75 | 0.05 | 0.05 |  |  | 48 | Rozhdestvo | 6.3 | 0.02 | 0.72 | 0.75 | 60 | -0.03 | 0 | 0.75 | 0.03 | 0.03 | 110/10
50 | V. Toyda | 6.3 | 0.96 | 1.4 | 90 | 1.4 | 0 | 1.4 | 0.44 | 0.44 |  |  | 49 | V. Toyda | 6.3 | 0.01 | 0.97 | 1.4 | 90 | -0.43 | 0 | 1.4 | 0.43 | 0.43 | 110/10
51 | Vostochnaya-1 | 40 | 7.13 | 8.13 | 60 | 8.13 | 0 | 8.13 | 1 | 0.58 |  |  | 50 | Vostochnaya-1 | 40 | 0.92 | 8.05 | 8.13 | 60 | -0.08 | 0 | 8.13 | 0.08 | 0.08
| Sн. MV, МVА | 40 | 5.09 | 5.67 | 60 | 5.67 | 0 | 5.67 | 0.58 |  |  |  |  | Sн. MV, МVА | 40 | 0 | 5.09 | 5.67 | 60 | -0.58 | 0 | 5.67 | 0.58 |  | 110/35/6
| Sн. LV, МVА | 40 | 2.04 | 3.1 | 60 | 3.1 | 0 | 3.1 | 1.06 |  |  |  |  | Sн. LV, МVА | 40 | 0.92 | 2.96 | 3.1 | 60 | -0.14 | 0 | 3.1 | 0.14
52 | Makashevka | 2.5 | 0.34 | 0.48 | 180 | 0.48 | 0 | 0.48 | 0.14 | 0.14 |  |  | 51 | Makashevka | 2.5 | 0.02 | 0.36 | 0.48 | 180 | -0.12 | 0 | 0.48 | 0.12 | 0.12 | 35/10
53 | Mirolyubie | 4 | 0.4 | 0.5 | 60 | 0.5 | 0 | 0.5 | 0.1 | 0.1 |  |  | 52 | Mirolyubie | 4 | 0 | 0.4 | 0.5 | 60 | -0.1 | 0 | 0.5 | 0.1 | 0.1 | 35/10
54 | V. Zaton | 2.5 | 0 | 0.01 | 60 | 0.01 | 0 | 0.01 | 0.01 | 0.01 |  |  | 53 | V. Zaton | 2.5 | 0 | 0 | 0.01 | 60 | -0.01 | 0 | 0.01 | 0.01 | 0.01 | 35/10
55 | Oktyabrskoe | 2.5 | 0.46 | 0.67 | 30 | 0.67 | 0 | 0.67 | 0.21 | 0.21 |  |  | 54 | Oktyabrskoe | 2.5 | 0.03 | 0.49 | 0.67 | 30 | -0.18 | 0 | 0.67 | 0.18 | 0.18 | 35/10
56 | Ilmen | 2.5 | 0.26 | 0.38 | 60 | 0.38 | 0 | 0.38 | 0.12 | 0.12 |  |  | 55 | Ilmen | 2.5 | 0.01 | 0.27 | 0.38 | 60 | -0.11 | 0 | 0.38 | 0.11 | 0.11 | 35/10
57 | Vikhlyaevka | 2.5 | 0.1 | 0.12 | 120 | 0.12 | 0 | 0.12 | 0.02 | 0.02 |  |  | 56 | Vikhlyaevka | 2.5 | 0 | 0.1 | 0.12 | 120 | -0.02 | 0 | 0.12 | 0.02 | 0.02 | 35/10
58 | N. Elan | 2.5 | 0.51 | 0 | 0 | 0 | 0 | 0 | -0.51 | -0.51 |  |  | 57 | N. Elan | 2.5 | 0 | 0.51 | 0 | 0 | 0.51 | 0 | 0 | -0.51 | -0.51 | 35/10
59 | B. Alabukhi | 2.5 | 0.77 | 0.93 | 90 | 0.93 | 0 | 0.93 | 0.16 | 0.16 |  |  | 58 | B. Alabukhi | 2.5 | 0.04 | 0.81 | 0.93 | 90 | -0.12 | 0 | 0.93 | 0.12 | 0.12 | 35/10
60 | Pykhovka | 2.5 | 0.35 | 0 | 0 | 0 | 0 | 0 | -0.35 | -0.35 |  |  | 59 | Pykhovka | 2.5 | 0 | 0.35 | 0 | 0 | 0.35 | 0 | 0 | -0.35 | -0.35 | 35/10
61 | Е. Koleno | 4 | 2.48 | 3.33 | 120 | 3.33 | 0 | 3.33 | 0.85 | 0.85 |  |  | 60 | Е. Koleno | 4 | 0.03 | 2.51 | 3.33 | 120 | -0.82 | 0 | 3.33 | 0.82 | 0.82 | 35/10
62 | Podgornoe BPS | 2.5 | 0.35 | 0.46 | 180 | 0.46 | 0 | 0.46 | 0.11 | 0.11 |  |  | 61 | Podgornoe BPS | 2.5 | 0.01 | 0.36 | 0.46 | 180 | -0.1 | 0 | 0.46 | 0.1 | 0.1 | 35/10
63 | Mikhailovka-1 | 4 | 0.2 | 0.36 | 60 | 0.36 | 0 | 0.36 | 0.16 | 0.16 |  |  | 62 | Mikhailovka-1 | 4 | 0 | 0.2 | 0.36 | 60 | -0.16 | 0 | 0.36 | 0.16 | 0.16 | 35/10
64 | Mikhailovka | 2.5 | 0.32 | 0.5 | 60 | 0.5 | 0 | 0.5 | 0.18 | 0.18 |  |  | 63 | Mikhailovka | 2.5 | 0.01 | 0.33 | 0.5 | 60 | -0.17 | 0 | 0.5 | 0.17 | 0.17 | 35/10
65 | Gnilusha | 4 | 0.72 | 0.92 | 180 | 0.92 | 0 | 0.92 | 0.2 | 0.2 |  |  | 64 | Gnilusha | 4 | 0 | 0.72 | 0.92 | 180 | -0.2 | 0 | 0.92 | 0.2 | 0.2 | 35/10
66 | Mayskaya | 2.5 | 0.6 | 0 | 0 | 0 | 0 | 0 | -0.6 | -0.6 |  |  | 65 | Mayskaya | 2.5 | 0 | 0.6 | 0 | 0 | 0.6 | 0 | 0 | -0.6 | -0.6 | 35/10
67 | Khleborodnoe | 2.5 | 0.42 | 0 | 0 | 0 | 0 | 0 | -0.42 | -0.42 |  |  | 66 | Khleborodnoe | 2.5 | 0.02 | 0.44 | 0 | 0 | 0.44 | 0 | 0 | -0.44 | -0.44 | 35/10
68 | N. Kurlak | 4 | 0.49 | 0.6 | 120 | 0.6 | 0 | 0.6 | 0.11 | 0.11 |  |  | 67 | N. Kurlak | 4 | 0 | 0.49 | 0.6 | 120 | -0.11 | 0 | 0.6 | 0.11 | 0.11 | 35/10
69 | Nikolaevka | 4 | 0.48 | 1.5 | 120 | 1.5 | 0 | 1.5 | 1.02 | 1.02 |  |  | 68 | Nikolaevka | 4 | 0 | 0.48 | 1.5 | 120 | -1.02 | 0 | 1.5 | 1.02 | 1.02 | 35/10
70 | Vasilyevka BPS | 2.5 | 0.37 | 0.39 | 180 | 0.39 | 0 | 0.39 | 0.02 | 0.02 |  |  | 69 | Vasilyevka BPS | 2.5 | 0.02 | 0.39 | 0.39 | 180 | 0 | 0 | 0.39 | 0 | 0 | 35/10
71 | Avangard | 2.5 | 0.7 | 0.91 | 120 | 0.91 | 0 | 0.91 | 0.21 | 0.21 |  |  | 70 | Avangard | 2.5 | 0.01 | 0.71 | 0.91 | 120 | -0.2 | 0 | 0.91 | 0.2 | 0.2 | 35/10
72 | Orlovka | 2.5 | 0.4 | 0.48 | 90 | 0.48 | 0 | 0.48 | 0.08 | 0.08 |  |  | 71 | Orlovka | 2.5 | 0 | 0.4 | 0.48 | 90 | -0.08 | 0 | 0.48 | 0.08 | 0.08 | 35/10
73 | N. Chigla | 2.5 | 0.6 | 0.9 | 120 | 0.9 | 0 | 0.9 | 0.3 | 0.3 |  |  | 72 | N. Chigla | 2.5 | 0.15 | 0.75 | 0.9 | 120 | -0.15 | 0 | 0.9 | 0.15 | 0.15 | 35/10
74 | Troitskoe-1 | 1.6 | 0.1 | 0.11 | 120 | 0.11 | 0 | 0.11 | 0.01 | 0.01 |  |  | 73 | Troitskoe-1 | 1.6 | 0 | 0.1 | 0.11 | 120 | -0.01 | 0 | 0.11 | 0.01 | 0.01 | 35/10
75 | Tishanka | 2.5 | 1.1 | 1.51 | 120 | 1.51 | 0 | 1.51 | 0.41 | 0.41 |  |  | 74 | Tishanka | 2.5 | 0.03 | 1.13 | 1.51 | 120 | -0.38 | 0 | 1.51 | 0.38 | 0.38 | 35/10
76 | Kalacheevskaya | 6.3 | 0.62 | 1 | 24 hours | 1 | 0 | 1 | 0.38 | 0.38 |  |  | 75 | Kalacheevskaya | 6.3 | 0 | 0.62 | 1 | 24 hours | -0.38 | 0 | 1 | 0.38 | 0.38 | 110/10
77 | B.Kazinka | 6.3 | 0.47 | 0 | 0 | 0 | 0 | 0 | -0.47 | -0.47 |  |  | 76 | B.Kazinka | 6.3 | 3.09 | 3.56 | 0 | 0 | 3.56 | 0 | 0 | -3.56 | -3.56
| Sн. MV, МVА | 6.3 | 0 | 0 | 0 | 0 | 0 | 0 | 0 |  |  |  |  | Sн. MV, МVА | 6.3 | 0 | 0 | 0 | 0 | 0 | 0 | 0 | 0 |  | 110/35/10
| Sн. LV, МVА | 6.3 | 0.47 | 0 | 0 | 0 | 0 | 0 | -0.47 |  |  |  |  | Sн. LV, МVА | 6.3 | 3.09 | 3.56 | 0 | 0 | 3.56 | 0 | 0 | -3.56
78 | Derezovka | 6.3 | 0.33 | 0 | 0 | 0 | 0 | 0 | -0.33 | -0.33 |  |  | 77 | Derezovka | 6.3 | 0.07 | 0.4 | 0 | 0 | 0.4 | 0 | 0 | -0.4 | -0.4 | 110/10
79 | Osetrovka | 6.3 | 0.35 | 1.5 | 24 hours | 1.5 | 0 | 1.5 | 1.15 | 1.15 |  |  | 78 | Osetrovka | 6.3 | 2.21 | 2.56 | 1.5 | 24 hours | 1.06 | 0 | 1.5 | -1.06 | -1.06 | 110/10
80 | sovkhoz Radchensky | 10 | 1.27 | 2 | 24 hours | 2 | 0 | 2 | 0.73 | -1.13 |  |  | 79 | sovkhoz Radchensky | 10 | 0.01 | 1.28 | 2 | 24 hours | -0.72 | 0 | 2 | 0.72 | -1.13
| Sн. MV, МVА | 10 | 1.13 | 0 | 24 hours | 0 | 0 | 0 | -1.13 |  |  |  |  | Sн. MV, МVА | 10 | 0 | 1.13 | 0 | 0 | 1.13 | 0 | 0 | -1.13 |  | 110/35/10
| Sн. LV, МVА | 10 | 0.14 | 2 | 24 hours | 2 | 0 | 2 | 1.86 |  |  |  |  | Sн. LV, МVА | 10 | 0.01 | 0.15 | 2 | 24 hours | -1.85 | 0 | 2 | 1.85
81 | Klepovka | 4 | 1.4 | 1.6 | 120 | 1.6 | 0 | 1.6 | 0.2 | 0.2 |  |  | 80 | Klepovka | 4 | 0.12 | 1.52 | 1.6 | 120 | -0.08 | 0 | 1.6 | 0.08 | 0.08 | 35/10
82 | Krasnopolye | 4 | 0.28 | 1 | 120 | 1 | 0 | 1 | 0.72 | 0.72 |  |  | 81 | Krasnopolye | 4 | 0.02 | 0.3 | 1 | 120 | -0.7 | 0 | 1 | 0.7 | 0.7 | 35/10
83 | Nikolskoe | 2.5 | 0.4 | 1.5 | 45 | 1.5 | 0 | 1.5 | 1.1 | 1.1 |  |  | 82 | Nikolskoe | 2.5 | 0 | 0.4 | 1.5 | 45 | -1.1 | 0 | 1.5 | 1.1 | 1.1 | 35/10
84 | N. Liman | 2.5 | 0.39 | 1.5 | 45 | 1.5 | 0 | 1.5 | 1.11 | 1.11 |  |  | 83 | N. Liman | 2.5 | 0.01 | 0.4 | 1.5 | 45 | -1.1 | 0 | 1.5 | 1.1 | 1.1 | 35/10
85 | Bereznyagi | 2.5 | 0.3 | 1.5 | 45 | 1.5 | 0 | 1.5 | 1.2 | 1.2 |  |  | 84 | Bereznyagi | 2.5 | 0.03 | 0.33 | 1.5 | 45 | -1.17 | 0 | 1.5 | 1.17 | 1.17 | 35/10
86 | Kr.Flot | 2.5 | 0.3 | 1.5 | 45 | 1.5 | 0 | 1.5 | 1.2 | 1.2 |  |  | 85 | Kr.Flot | 2.5 | 0.08 | 0.38 | 1.5 | 45 | -1.12 | 0 | 1.5 | 1.12 | 1.12 | 35/10
87 | R. Zhuravka | 2.5 | 0.77 | 0 | 0 | 0 | 0 | 0 | -0.77 | -0.77 |  |  | 86 | R. Zhuravka | 2.5 | 0.08 | 0.85 | 0 | 0 | 0.85 | 0 | 0 | -0.85 | -0.85 | 35/10
88 | Gorokhovka | 2.5 | 0.47 | 1.5 | 45 | 1.5 | 0 | 1.5 | 1.03 | 1.03 |  |  | 87 | Gorokhovka | 2.5 | 0.04 | 0.51 | 1.5 | 45 | -0.99 | 0 | 1.5 | 0.99 | 0.99 | 35/10
89 | Livenka | 2.5 | 0.45 | 0.5 | 24 hours | 0.5 | 0 | 0.5 | 0.05 | 0.05 |  |  | 88 | Livenka | 2.5 | 0.05 | 0.5 | 0.5 | 24 hours | 0 | 0 | 0.5 | 0 | 0 | 35/10
90 | R.Buylovka | 2.5 | 0.49 | 1.5 | 45 | 1.5 | 0 | 1.5 | 1.01 | 1.01 |  |  | 89 | R.Buylovka | 2.5 | 0.05 | 0.54 | 1.5 | 45 | -0.96 | 0 | 1.5 | 0.96 | 0.96 | 35/10
91 | Shurinovka | 2.5 | 0.29 | 0 | 0 | 0 | 0 | 0 | -0.29 | -0.29 |  |  | 90 | Shurinovka | 2.5 | 0 | 0.29 | 0 | 0 | 0.29 | 0 | 0 | -0.29 | -0.29 | 35/10
92 | Tvyordokhlebovka | 4 | 0.28 | 0 | 0 | 0 | 0 | 0 | -0.28 | -0.28 |  |  | 91 | Tvyordokhlebovka | 4 | 0.03 | 0.31 | 0 | 0 | 0.31 | 0 | 0 | -0.31 | -0.31 | 35/10
93 | Krinitsa | 2.5 | 0.26 | 0 | 0 | 0 | 0 | 0 | -0.26 | -0.26 |  |  | 92 | Krinitsa | 2.5 | 0 | 0.26 | 0 | 0 | 0.26 | 0 | 0 | -0.26 | -0.26 | 35/10
94 | Krasnogorovka | 2.5 | 0.09 | 0 | 0 | 0 | 0 | 0 | -0.09 | -0.09 |  |  | 93 | Krasnogorovka | 2.5 | 0.01 | 0.1 | 0 | 0 | 0.1 | 0 | 0 | -0.1 | -0.1 | 35/10
95 | No. 2 | 25+25 | 19.31 | 4.8 | 120 | 14.51 | 0 | 26.25 | 11.74 | 11.74 |  | 1.05 | 95 | No. 2 | 25+25 | 11.69 | 31 | 4.8 | 120 | 26.2 | 0 | 26.25 | 0.05 | 0.05 | 110/6
96 | No.3 | 6,3 + 10 | 9.426 | 2.5 | 120 | 6.926 | 0 | 6.615 | -0.311 | -0.311 |  | 1.05 | 96 | No.3 | 6,3 + 10 | 0.39 | 9.816 | 2.5 | 120 | 7.316 | 0 | 6.615 | -0.701 | -0.701 | 35/6
97 | No. 4 | 10+10+15 | 10.897 | 0 | 0 | 10.897 | 0 | 21 | 10.103 | 10.103 |  | 1.05 | 97 | No. 4 | 10+10+15 | 0 | 10.897 | 0 | 0 | 10.897 | 0 | 21 | 10.103 | 10.103 | 35/6
98 | No. 6 | 25+32 | 19.125 | 1.6 | 120 | 17.525 | 0 | 26.25 | 8.725 | 8.725 |  | 1.05 | 98 | No. 6 | 25+32 | 3.3 | 22.425 | 1.6 | 120 | 20.825 | 0 | 26.25 | 5.425 | 5.425 | 110/6
99 | No. 8 | 4+4+4 | 5.285 | 0 | 0 | 5.285 | 0 | 8.4 | 3.115 | 3.115 |  | 1.05 | 99 | No. 8 | 4+4+4 | 0.34 | 5.625 | 0 | 0 | 5.625 | 0 | 8.4 | 2.775 | 2.775 | 35/6
100 | No. 9 | 16+25 | 23.02 | 3.3 | 120 | 19.72 | 0 | 16.8 | -2.92 | -2.92 |  | 1.05 | 100 | No. 9 | 16+25 | 10.19 | 33.21 | 3.3 | 120 | 29.91 | 0 | 16.8 | -13.11 | -13.11 | 110/6
101 | No. 10 | 20+20 | 29.97 | 13.3 | 120 | 16.67 | 0 | 21 | 4.33 | 4.33 |  | 1.05 | 101 | No. 10 | 20+20 | 7.38 | 37.35 | 13.3 | 120 | 24.05 | 0 | 21 | -3.05 | -3.05 | 35/6
102 | No. 13 | 6,3+6,3 | 7.047 | 3.7 | 120 | 3.347 | 0 | 6.615 | 3.268 | 3.268 |  | 1.05 | 102 | No. 13 | 6,3+6,3 | 4.41 | 11.457 | 3.7 | 120 | 7.757 | 0 | 6.615 | -1.142 | -1.142 | 35/10
103 | No. 14 | 31,5+31,5 | 16.649 | 1.3 | 120 | 15.349 | 0 | 33.075 | 17.726 | 17.726 |  | 1.05 | 103 | No. 14 | 31,5+31,5 | 0.54 | 17.189 | 1.3 | 120 | 15.889 | 0 | 33.075 | 17.186 | 17.186
| Sн. MV, МVА | 31,5+31,5 | 2.811 | 0 | 0 | 2.811 | 0 | 33.075 | 30.264 |  |  | 1.05 |  | Sн. MV, МVА | 31,5+31,5 | 0 | 2.811 | 0 | 0 | 2.811 | 0 | 33.075 | 30.264 |  | 110/35/6
| Sн. LV, МVА | 31,5+31,5 | 13.838 | 1.3 | 120 | 12.538 | 0 | 33.075 | 20.537 |  |  | 1.05 |  | Sн. LV, МVА | 31,5+31,5 | 0.54 | 14.378 | 1.3 | 120 | 13.078 | 0 | 33.075 | 19.997
104 | No. 15 | 40,5+40,5+63,0 | 29.92 | 44.01 | 120 | -14.09 | 0 | 85.05 | 99.14 | 85.05 |  | 1.05 | 104 | No. 15 | 40,5+40,5+63,0 | 0.59 | 30.51 | 44.01 | 120 | -13.5 | 0 | 85.05 | 98.55 | 84.46
| Sн. MV, МVА | 40,5+40,5+63,0 | 29.92 | 44.01 | 120 | -14.09 | 0 | 85.05 | 99.14 |  |  | 1.05 |  | Sн. MV, МVА | 40,5+40,5+63,0 | 0 | 29.92 | 44.01 | 120 | -14.09 | 0 | 85.05 | 99.14 |  | 110/35/6
| Sн. LV, МVА | 40,5+40,5+63,0 | 0 | 0 | 0 | 0 | 0 | 85.05 | 85.05 |  |  | 1.05 |  | Sн. LV, МVА | 40,5+40,5+63,0 | 0.59 | 0.59 | 0 | 0 | 0.59 | 0 | 85.05 | 84.46
105 | No. 16 | 31,5+31,5+40,0 | 54.651 | 4 | 120 | 50.651 | 0 | 66.15 | 15.499 | 15.499 |  | 1.05 | 105 | No. 16 | 31,5+31,5+40,0 | 7.41 | 62.061 | 4 | 120 | 58.061 | 0 | 66.15 | 8.089 | 8.089
| Sн. MV, МVА | 31,5+31,5 | 4.419 | 0 | 0 | 4.419 | 0 | 33.075 | 28.656 |  |  | 1.05 |  | Sн. MV, МVА | 31,5+31,5 | 0 | 4.419 | 0 | 0 | 4.419 | 0 | 33.075 | 28.656 |  | 110/35/6
| Sн. LV, МVА | 31,5+31,5+40,0 | 50.232 | 4 | 120 | 46.232 | 0 | 66.15 | 19.918 |  |  | 1.05 |  | Sн. LV, МVА | 31,5+31,5+40,0 | 7.41 | 57.642 | 4 | 120 | 53.642 | 0 | 66.15 | 12.508
106 | No. 18 | 6,3+6,3 | 2.641 | 0 | 0 | 2.641 | 0 | 6.615 | 3.974 | 3.974 |  | 1.05 | 106 | No. 18 | 6,3+6,3 | 0.13 | 2.771 | 0 | 0 | 2.771 | 0 | 6.615 | 3.844 | 3.844 | 110/10
107 | No. 20 | 25,0+6,3+16 | 27.687 | 5.6 | 120 | 22.087 | 0 | 26.25 | 4.163 | -7.811 |  | 1.05 | 107 | No. 20 | 25,0+6,3+16 | 2.22 | 29.907 | 5.6 | 120 | 24.307 | 0 | 26.25 | 1.943 | -10.031
| Sн. MV, МVА | 25,0+16,0 | 7.661 | 0 | 0 | 7.661 | 0 | 26.25 | 18.589 |  |  | 1.05 |  | Sн. MV, МVА | 25+16 | 0 | 7.661 | 0 | 0 | 7.661 | 0 | 26.25 | 18.589 |  | 110/35/10/6
| Sн. LV, МVА | 25,0+6,3 | 20.026 | 5.6 | 120 | 14.426 | 0 | 6.615 | -7.811 |  |  | 1.05 |  | Sн. LV, МVА | 25+6,3 | 2.22 | 22.246 | 5.6 | 120 | 16.646 | 0 | 6.615 | -10.031
108 | No. 21 | 25,0+20,0+40,0 | 36.77 | 4.6 | 120 | 32.17 | 0 | 45 | 12.83 | 12.83 |  | 1.05 | 108 | No. 21 | 25,0+20,0+40,0 | 20.03 | 56.8 | 4.6 | 180 | 52.2 | 0 | 45 | -7.2 | -7.2 | 110/35/6
109 | No. 22 | 10+10 | 4.364 | 1.4 | 120 | 2.964 | 0 | 10.5 | 7.536 | 7.536 |  | 1.05 | 109 | No. 22 | 10+10 | 2.69 | 7.054 | 1.4 | 120 | 5.654 | 0 | 10.5 | 4.846 | 4.846 | 35/6
110 | No. 23 | 7,5+6,3 | 6.974 | 0.8 | 120 | 6.174 | 0 | 6.615 | 0.441 | 0.441 |  | 1.05 | 110 | No. 23 | 7,5+6,3 | 0.75 | 7.724 | 0.8 | 120 | 6.924 | 0 | 6.615 | -0.309 | -0.309 | 35/6
111 | No. 24 | 3,2+4,0 | 2.157 | 0 | 0 | 2.157 | 0 | 3.36 | 1.203 | 1.203 |  | 1.05 | 111 | No. 24 | 3,2+4,0 | 0.04 | 2.197 | 0 | 0 | 2.197 | 0 | 3.36 | 1.163 | 1.163 | 35/6
112 | No. 25 | 40+25 | 34.163 | 3.8 | 120 | 30.363 | 0 | 26.25 | -4.113 | -4.113 |  | 1.05 | 112 | No. 25 | 40+25 | 8.26 | 42.423 | 3.8 | 120 | 38.623 | 0 | 26.25 | -12.373 | -12.373 | 110/6
113 | No. 27 | 32,0+32,0+32,0 | 39.88 | 3.3 | 180 | 36.58 | 0 | 67.2 | 30.62 | 30.62 |  | 1.05 | 113 | No. 27 | 32,0+32,0+32,0 | 17.48 | 57.36 | 3.3 | 180 | 54.06 | 0 | 67.2 | 13.14 | 13.14 | 110/6
114 | No. 28 | 10+10 | 10.897 | 0 | 0 | 10.897 | 0 | 10.5 | -0.397 | -0.397 |  | 1.05 | 114 | No. 28 | 10+10 | 3.45 | 14.347 | 0 | 0 | 14.347 | 0 | 10.5 | -3.847 | -3.847 | 110/10
115 | No.29 | 25+25 | 27.462 | 8.4 | 120 | 19.062 | 0 | 26.25 | 7.188 | 7.188 |  | 1.05 | 115 | No.29 | 25+25 | 3.8 | 31.262 | 8.4 | 120 | 22.862 | 0 | 26.25 | 3.388 | 3.388
| Sн. MV, МVА | 25+25 | 10.862 | 4.2 | 120 | 6.662 | 0 | 26.25 | 19.588 |  |  | 1.05 |  | Sн. MV, МVА | 25+25 | 0 | 10.862 | 4.2 | 120 | 6.662 | 0 | 26.25 | 19.588 |  | 110/35/6
| Sн. LV, МVА | 25+25 | 16.606 | 4.2 | 120 | 12.406 | 0 | 26.25 | 13.844 |  |  | 1.05 |  | Sн. LV, МVА | 25+25 | 3.8 | 20.406 | 4.2 | 120 | 16.206 | 0 | 26.25 | 10.044
116 | No. 30 | 40+40 | 71.691 | 5.1 | 120 | 66.591 | 0 | 42 | -24.591 | -24.591 |  | 1.05 | 116 | No. 30 | 40+40 | 16.72 | 88.411 | 5.1 | 120 | 83.311 | 0 | 42 | -41.311 | -41.311
| Sн. MV, МVА | 40+40 | 13.35 | 0 | 0 | 13.35 | 0 | 42 | 28.65 |  |  | 1.05 |  | Sн. MV, МVА | 40+40 | 0 | 13.35 | 0 | 0 | 13.35 | 0 | 42 | 28.65 |  | 110/35/10
| Sн. LV, МVА | 40+40 | 58.341 | 5.1 | 120 | 53.241 | 0 | 42 | -11.241 |  |  | 1.05 |  | Sн. LV, МVА | 40+40 | 16.72 | 75.061 | 5.1 | 120 | 69.961 | 0 | 42 | -27.961
117 | No. 32 | 10+16 | 19.754 | 8 | 120 | 11.754 | 0 | 10.5 | -1.254 | -1.254 |  | 1.05 | 117 | No. 32 | 10+16 | 0.96 | 20.714 | 8 | 120 | 12.714 | 0 | 10.5 | -2.214 | -2.214
| Sн. MV, МVА | 10+16 | 16.65 | 8 | 120 | 8.65 | 0 | 10.5 | 1.85 |  |  | 1.05 |  | Sн. MV, МVА | 10+16 | 0 | 16.65 | 8 | 120 | 8.65 | 0 | 10.5 | 1.85 |  | 110/35/10
| Sн. LV, МVА | 10+16 | 3.104 | 0 | 0 | 3.104 | 0 | 10.5 | 7.396 |  |  | 1.05 |  | Sн. LV, МVА | 10+16 | 0.96 | 4.064 | 0 | 0 | 4.064 | 0 | 10.5 | 6.436
118 | No. 33 | 4,0+4,0 | 1.318 | 0 | 0 | 1.318 | 0 | 4.2 | 2.882 | 2.882 |  | 1.05 | 118 | No. 33 | 4,0+4,0 | 0.3 | 1.618 | 0 | 0 | 1.618 | 0 | 4.2 | 2.582 | 2.582 | 35/10
119 | No. 34 | 2,5+1,8 | 1.95 | 0 | 0 | 1.95 | 0 | 1.89 | -0.06 | -0.06 |  | 1.05 | 119 | No. 34 | 2,5+1,8 | 0 | 1.95 | 0 | 0 | 1.95 | 0 | 1.89 | -0.06 | -0.06 | 35/6
120 | No.35 | 10+10 | 14.045 | 2.4 | 120 | 11.645 | 0 | 10.5 | -1.145 | -1.145 |  | 1.05 | 120 | No.35 | 10+10 | 0 | 14.045 | 2.4 | 120 | 11.645 | 0 | 10.5 | -1.145 | -1.145 | 35/6
121 | No. 36 | 6,3+10 | 1.259 | 0 | 0 | 1.259 | 0 | 6.615 | 5.356 | 5.356 |  | 1.05 | 121 | No. 36 | 6,3+10 | 3.5 | 4.759 | 0 | 0 | 4.759 | 0 | 6.615 | 1.856 | 1.856 | 110/35/10
122 | No. 39 | 25+25 | 25.936 | 4.1 | 120 | 21.836 | 0 | 26.25 | 4.414 | 4.414 |  | 1.05 | 122 | No. 39 | 25+25 | 2.9 | 28.836 | 4.1 | 120 | 24.736 | 0 | 26.25 | 1.514 | 1.514 | 110/6
123 | No. 41 | 10+10 | 10.654 | 0 | 0 | 10.654 | 0 | 10.5 | -0.154 | -0.154 |  | 1.05 | 123 | No. 41 | 10+10 | 0 | 10.654 | 0 | 0 | 10.654 | 0 | 10.5 | -0.154 | -0.154 | 35/6
124 | No. 42 | 25+40 | 19.65 | 1.6 | 120 | 18.05 | 0 | 26.25 | 8.2 | 8.2 |  | 1.05 | 124 | No. 42 | 25+40 | 8.5 | 28.15 | 1.6 | 120 | 26.55 | 0 | 26.25 | -0.3 | -0.3 | 110/6
125 | No. 43 | 63+63 | 18.602 | 1.6 | 60 | 17.002 | 0 | 66.15 | 49.148 | 49.148 |  | 1.05 | 125 | No. 43 | 63+63 | 8.24 | 26.842 | 1.6 | 60 | 25.242 | 0 | 66.15 | 40.908 | 40.908 | 110/6
126 | No. 45 | 63+63 | 30.741 | 7.1 | 120 | 23.641 | 0 | 66.15 | 42.509 | 42.509 |  | 1.05 | 126 | No. 45 | 63+63 | 28.71 | 59.451 | 7.1 | 120 | 52.351 | 0 | 66.15 | 13.799 | 13.799 | 110/6
127 | No. 47 | 25+25 | 13.35 | 0 | 0 | 13.35 | 0 | 26.25 | 12.9 | 12.9 |  | 1.05 | 127 | No. 47 | 25+25 | 0.03 | 13.38 | 0 | 0 | 13.38 | 0 | 26.25 | 12.87 | 12.87
| Sн. MV, МVА | 25+25 | 7.04 | 0 | 0 | 7.04 | 0 | 26.25 | 19.21 |  |  | 1.05 |  | Sн. MV, МVА | 25+25 | 0 | 7.04 | 0 | 0 | 7.04 | 0 | 26.25 | 19.21 |  | 110/35/6
| Sн. LV, МVА | 25+25 | 6.31 | 0 | 0 | 6.31 | 0 | 26.25 | 19.94 |  |  | 1.05 |  | Sн. LV, МVА | 25+25 | 0.03 | 6.34 | 0 | 0 | 6.34 | 0 | 26.25 | 19.91
128 | Panino | 16+16 | 12.431 | 5.2 | 120 | 7.231 | 0 | 16.8 | 9.569 | 9.569 |  | 1.05 | 128 | Panino | 16+16 | 0.22 | 12.651 | 5.2 | 120 | 7.451 | 0 | 16.8 | 9.349 | 9.349
| Sн. MV, МVА | 16+16 | 6.236 | 5 | 120 | 1.236 | 0 | 16.8 | 15.564 |  |  | 1.05 |  | Sн. MV, МVА | 16+16 | 0 | 6.236 | 5 | 120 | 1.236 | 0 | 16.8 | 15.564 |  | 110/35/10
| Sн. LV, МVА | 16+16 | 6.195 | 0.2 | 120 | 5.995 | 0 | 16.8 | 10.805 |  |  | 1.05 |  | Sн. LV, МVА | 16+16 | 0.22 | 6.415 | 0.2 | 120 | 6.215 | 0 | 16.8 | 10.585
129 | Kriusha | 2,5+2,5 | 1.013 | 0 | 0 | 1.013 | 0 | 2.625 | 1.612 | 1.612 |  | 1.05 | 129 | Kriusha | 2,5+2,5 | 0.03 | 1.043 | 0 | 0 | 1.043 | 0 | 2.625 | 1.582 | 1.582 | 35/10
130 | Seed plant | 4+4 | 2.446 | 0 | 0 | 2.446 | 0 | 4.2 | 1.754 | 1.754 |  | 1.05 | 130 | Seed plant | 4+4 | 0.02 | 2.466 | 0 | 0 | 2.466 | 0 | 4.2 | 1.734 | 1.734 | 35/10
131 | Progress | 2,5+10 | 0.534 | 0.5315 | 120 | 0.0025 | 0 | 2.625 | 2.6225 | 2.6225 |  | 1.05 | 131 | Progress | 2,5+10 | 0.01 | 0.544 | 0.5315 | 120 | 0.0125 | 0 | 2.625 | 2.6125 | 2.6125 | 110/35/10
132 | Katukhovka | 2,5+2,5 | 0.784 | 0.385 | 120 | 0.399 | 0 | 2.625 | 2.226 | 2.226 |  | 1.05 | 132 | Katukhovka | 2,5+2,5 | 0.01 | 0.794 | 0.385 | 120 | 0.409 | 0 | 2.625 | 2.216 | 2.216 | 35/10
133 | Kr.Liman | 2,5+4,0 | 1.035 | 0 | 0 | 1.035 | 0 | 2.625 | 1.59 | 1.59 |  | 1.05 | 133 | Kr.Liman | 2,5+4,0 | 0.01 | 1.045 | 0 | 0 | 1.045 | 0 | 2.625 | 1.58 | 1.58 | 35/10
134 | Ivanovka | 1,8+1,6 | 0.327 | 0.36 | 120 | -0.033 | 0 | 1.68 | 1.713 | 1.713 |  | 1.05 | 134 | Ivanovka | 1,8+1,6 | 0 | 0.327 | 0.36 | 120 | -0.033 | 0 | 1.68 | 1.713 | 1.713 | 35/10
135 | Don | 2,5+2,5 | 2.96 | 0 | 0 | 2.96 | 0 | 2.625 | -0.335 | -0.335 |  | 1.05 | 135 | Don | 2,5+2,5 | 0.39 | 3.35 | 0 | 0 | 3.35 | 0 | 2.625 | -0.725 | -0.725 | 35/10
136 | Yablochnoe | 4+4 | 0.363 | 0 | 0 | 0.363 | 0 | 4.2 | 3.837 | 3.837 |  | 1.05 | 136 | Yablochnoe | 4+4 | 0.01 | 0.373 | 0 | 0 | 0.373 | 0 | 4.2 | 3.827 | 3.827 | 35/10
137 | St.Nikolskoe | 2,5+2,5 | 0.944 | 1.227 | 120 | -0.283 | 0 | 2.625 | 2.908 | 2.908 |  | 1.05 | 137 | St.Nikolskoe | 2,5+2,5 | 0.3 | 1.244 | 1.227 | 120 | 0.017 | 0 | 2.625 | 2.608 | 2.608 | 35/10
138 | Rudkino | 4,0+4,0 | 2.761 | 0 | 0 | 2.761 | 0 | 4.2 | 1.439 | 1.439 |  | 1.05 | 138 | Rudkino | 4,0+4,0 | 0.08 | 2.841 | 0 | 0 | 2.841 | 0 | 4.2 | 1.359 | 1.359 | 35/10
139 | Khokhol-1 | 6,3+6,3 | 5.449 | 0 | 0 | 5.449 | 0 | 6.615 | 1.166 | 1.166 |  | 1.05 | 139 | Khokhol-1 | 6,3+6,3 | 1.15 | 6.599 | 0 | 0 | 6.599 | 0 | 6.615 | 0.016 | 0.016 | 35/6
140 | No. 11 | 5,6+6,3 | 3.013 | 0.5 | 120 | 2.513 | 0 | 5.88 | 3.367 | 2.931 |  | 1.05 | 140 | No. 11 | 5,6+6,3 | 0 | 3.013 | 0.5 | 120 | 2.513 | 0 | 5.88 | 3.367 | 2.931
| Sн. MV, МVА | 5,6+6,3 | 0.064 | 0.5 | 120 | -0.436 | 0 | 5.88 | 6.316 |  |  | 1.05 |  | Sн. MV, МVА | 5,6+6,3 | 0 | 0.064 | 0.5 | 120 | -0.436 | 0 | 5.88 | 6.316 |  | 110/35/6
| Sн. LV, МVА | 5,6+6,3 | 2.949 | 0 | 0 | 2.949 | 0 | 5.88 | 2.931 |  |  | 1.05 |  | Sн. LV, МVА | 5,6+6,3 | 0 | 2.949 | 0 | 0 | 2.949 | 0 | 5.88 | 2.931
141 | Beryozovka | 4+4 | 3.283 | 0 | 0 | 3.283 | 0 | 4.2 | 0.917 | 0.917 |  | 1.05 | 141 | Beryozovka | 4+4 | 0.09 | 3.373 | 0 | 0 | 3.373 | 0 | 4.2 | 0.827 | 0.827 | 35/10
142 | N.Zhivotinnoe | 6,3+6,3 | 5.152 | 1 | 120 | 4.152 | 0 | 6.615 | 2.463 | 2.463 |  | 1.05 | 142 | N.Zhivotinnoe | 6,3+6,3 | 1.52 | 6.672 | 1 | 120 | 5.672 | 0 | 6.615 | 0.943 | 0.943 | 35/10
143 | Ramon-1 | 4+4+4 | 5.43 | 6.85 | 120 | -1.42 | 0 | 8.4 | 9.82 | 9.82 |  | 1.05 | 143 | Ramon-1 | 4+4+4 | 0.86 | 6.29 | 6.85 | 120 | -0.56 | 0 | 8.4 | 8.96 | 8.96 | 35/10/6
144 | Ramon-2 | 16,0+16,0 | 19.859 | 10.48 | 120 | 9.379 | 0 | 16.8 | 7.421 | 7.421 |  | 1.05 | 144 | Ramon-2 | 16,0+16,0 | 4.87 | 24.729 | 10.48 | 120 | 14.249 | 0 | 16.8 | 2.551 | 2.551
| Sн. MV, МVА | 16,0+16,0 | 15.632 | 6.85 | 0 | 8.782 | 0 | 16.8 | 8.018 |  |  | 1.05 |  | Sн. MV, МVА | 16+16 | 0 | 15.632 | 6.85 | 0 | 8.782 | 0 | 16.8 | 8.018 |  | 110/35/10
| Sн. LV, МVА | 16,0+16,0 | 4.227 | 3.63 | 120 | 0.597 | 0 | 16.8 | 16.203 |  |  | 1.05 |  | Sн. LV, МVА | 16+16 | 4.87 | 9.097 | 3.63 | 120 | 5.467 | 0 | 16.8 | 11.333
145 | Vereyka | 2,5+2,5 | 1.283 | 0 | 0 | 1.283 | 0 | 2.625 | 1.342 | 1.342 |  | 1.05 | 145 | Vereyka | 2,5+2,5 | 0.01 | 1.293 | 0 | 0 | 1.293 | 0 | 2.625 | 1.332 | 1.332 | 35/10
146 | Complex | 10+10 | 5.966 | 3.4 | 180 | 2.566 | 0 | 10.5 | 7.934 | 7.934 |  | 1.05 | 146 | Complex | 10+10 | 0 | 5.966 | 3.4 | 180 | 2.566 | 0 | 10.5 | 7.934 | 7.934
| Sн. MV, МVА | 10+10 | 3.97 | 3.1 | 180 | 0.87 | 0 | 10.5 | 9.63 |  |  | 1.05 |  | Sн. MV, МVА | 10+10 | 0 | 3.97 | 3.1 | 180 | 0.87 | 0 | 10.5 | 9.63 |  | 110/35/10
| Sн. LV, МVА | 10+10 | 1.996 | 0.3 | 180 | 1.696 | 0 | 10.5 | 8.804 |  |  | 1.05 |  | Sн. LV, МVА | 10+10 | 0 | 1.996 | 0.3 | 180 | 1.696 | 0 | 10.5 | 8.804
147 | N.Veduga | 16+16 | 6.996 | 2.9 | 120 | 4.096 | 0 | 16.8 | 12.704 | 12.704 |  | 1.05 | 147 | N.Veduga | 16+16 | 0 | 6.996 | 2.9 | 120 | 4.096 | 0 | 16.8 | 12.704 | 12.704
| Sн. MV, МVА | 16+16 | 5.47 | 2.9 | 120 | 2.57 | 0 | 16.8 | 14.23 |  |  | 1.05 |  | Sн. MV, МVА | 16+16 | 0 | 5.47 | 2.9 | 120 | 2.57 | 0 | 16.8 | 14.23 |  | 110/35/10
| Sн. LV, МVА | 16+16 | 1.526 | 0 | 0 | 1.526 | 0 | 16.8 | 15.274 |  |  | 1.05 |  | Sн. LV, МVА | 16+16 | 0 | 1.526 | 0 | 0 | 1.526 | 0 | 16.8 | 15.274
148 | Golosnovka | 2,5+2,5 | 0.499 | 0.512 | 120 | -0.013 | 0 | 2.625 | 2.638 | 2.638 |  | 1.05 | 148 | Golosnovka | 2,5+2,5 | 0.02 | 0.519 | 0.512 | 120 | 0.007 | 0 | 2.625 | 2.618 | 2.618 | 35/10
149 | Medvezhye | 3,2+4,0 | 0.762 | 0 | 0 | 0.762 | 0 | 3.36 | 2.598 | 2.598 |  | 1.05 | 149 | Medvezhye | 3,2+4,0 | 0.11 | 0.872 | 0 | 0 | 0.872 | 0 | 3.36 | 2.488 | 2.488 | 35/10
150 | St.Veduga | 4+4 | 0.968 | 0 | 0 | 0.968 | 0 | 4.2 | 3.232 | 3.232 |  | 1.05 | 150 | St.Veduga | 4+4 | 0.03 | 0.998 | 0 | 0 | 0.998 | 0 | 4.2 | 3.202 | 3.202 | 35/10
151 | M.Pokrovka | 2,5+2,5 | 0.587 | 0 | 0 | 0.587 | 0 | 2.625 | 2.038 | 2.038 |  | 1.05 | 151 | M.Pokrovka | 2,5+2,5 | 0.01 | 0.597 | 0 | 0 | 0.597 | 0 | 2.625 | 2.028 | 2.028 | 35/10
152 | V.Turovo-2 | 2,5+2,5 | 1.299 | 0.7 | 120 | 0.599 | 0 | 2.625 | 2.026 | 2.026 |  | 1.05 | 152 | V.Turovo-2 | 2,5+2,5 | 0.06 | 1.359 | 0.7 | 120 | 0.659 | 0 | 2.625 | 1.966 | 1.966 | 35/10
153 | S.Lipyagi | 3,2+2,5 | 1.679 | 2.9638 | 120 | -1.2848 | 0 | 2.625 | 3.9098 | 3.9098 |  | 1.05 | 153 | S.Lipyagi | 3,2+2,5 | 1.69 | 3.369 | 2.9638 | 120 | 0.4052 | 0 | 2.625 | 2.2198 | 2.2198 | 35/10
154 | N.Devitsk | 25+16 | 7.436 | 8.2225 | 180 | -0.7865 | 0 | 16.8 | 17.5865 | 15.001 |  | 1.05 | 154 | N.Devitsk | 25+16 | 2.66 | 10.096 | 8.2225 | 180 | 1.8735 | 0 | 16.8 | 14.9265 | 14.9265
| Sн. MV, МVА | 25+16 | 4.599 | 2.8 | 180 | 1.799 | 0 | 16.8 | 15.001 |  |  | 1.05 |  | Sн. MV, МVА | 25+16 | 0 | 4.599 | 2.8 | 180 | 1.799 | 0 | 16.8 | 15.001 |  | 110/35/10
| Sн. LV, МVА | 25+16 | 2.837 | 5.393 | 180 | -2.556 | 0 | 16.8 | 19.356 |  |  | 1.05 |  | Sн. LV, МVА | 25+16 | 2.66 | 5.497 | 5.393 | 180 | 0.104 | 0 | 16.8 | 16.696
155 | Repyevka | 4+4 | 2.561 | 0.5 | 120 | 2.061 | 0 | 4.2 | 2.139 | 2.139 |  | 1.05 | 155 | Repyevka | 4+4 | 0.02 | 2.581 | 0.5 | 120 | 2.081 | 0 | 4.2 | 2.119 | 2.119 | 35/10
156 | Krasnolipye | 16+16 | 18.983 | 2.9 | 120 | 16.083 | 0 | 16.8 | 0.717 | 0.717 |  | 1.05 | 156 | Krasnolipye | 16+16 | 0.03 | 19.013 | 2.9 | 120 | 16.113 | 0 | 16.8 | 0.687 | 0.687
| Sн. MV, МVА | 16+16 | 17.639 | 2.7 | 120 | 14.939 | 0 | 16.8 | 1.861 |  |  | 1.05 |  | Sн. MV, МVА | 16+16 | 0 | 17.639 | 2.7 | 120 | 14.939 | 0 | 16.8 | 1.861 |  | 110/35/10
| Sн. LV, МVА | 16+16 | 1.344 | 0.2 | 120 | 1.144 | 0 | 16.8 | 15.656 |  |  | 1.05 |  | Sн. LV, МVА | 16+16 | 0.03 | 1.374 | 0.2 | 120 | 1.174 | 0 | 16.8 | 15.626
157 | Ulyanovka | 6,3+6,3 | 0.392 | 0.04 | 60 | 0.352 | 0 | 6.615 | 6.263 | 6.263 |  | 1.05 | 157 | Ulyanovka | 6,3+6,3 | 0.03 | 0.422 | 0.04 | 60 | 0.382 | 0 | 6.615 | 6.233 | 6.233 | 110/10
158 | МОB | 4+2,5 | 1.325 | 0.6 | 60 | 0.725 | 0 | 2.625 | 1.9 | 1.9 |  | 1.05 | 158 | МОB | 4+2,5 | 0.08 | 1.405 | 0.6 | 60 | 0.805 | 0 | 2.625 | 1.82 | 1.82 | 35/10
159 | L.Rossosh | 6,3+6,3 | 5.81 | 0 | 0 | 5.81 | 0 | 6.615 | 0.805 | 0.805 |  | 1.05 | 159 | L.Rossosh | 6,3+6,3 | 0.24 | 6.05 | 0 | 0 | 6.05 | 0 | 6.615 | 0.565 | 0.565 | 35/10
160 | Kashirskoe | 2,5+2,5 | 0.761 | 0 | 0 | 0.761 | 0 | 2.625 | 1.864 | 1.864 |  | 1.05 | 160 | Kashirskoe | 2,5+2,5 | 0.05 | 0.811 | 0 | 0 | 0.811 | 0 | 2.625 | 1.814 | 1.814 | 35/10
161 | Zaprudskoe | 2,5+2,5 | 1.809 | 0 | 0 | 1.809 | 0 | 2.625 | 0.816 | 0.816 |  | 1.05 | 161 | Zaprudskoe | 2,5+2,5 | 0.13 | 1.939 | 0 | 0 | 1.939 | 0 | 2.625 | 0.686 | 0.686 | 35/10
162 | Moskovskoe | 10+10 | 10.512 | 1.8 | 120 | 8.712 | 0 | 10.5 | 1.788 | 0.773 |  | 1.05 | 162 | Moskovskoe | 10+10 | 0.02 | 10.532 | 1.8 | 120 | 8.732 | 0 | 10.5 | 1.768 | 0.773
| Sн. MV, МVА | 10+10 | 9.727 | 0 | 0 | 9.727 | 0 | 10.5 | 0.773 |  |  | 1.05 |  | Sн. MV, МVА | 10+10 | 0 | 9.727 | 0 | 0 | 9.727 | 0 | 10.5 | 0.773 |  | 110/35/10
| Sн. LV, МVА | 10+10 | 0.785 | 1.8 | 120 | -1.015 | 0 | 10.5 | 11.515 |  |  | 1.05 |  | Sн. LV, МVА | 10+10 | 0.02 | 0.805 | 1.8 | 120 | -0.995 | 0 | 10.5 | 11.495
163 | SemenovkaSPS | 2,5+4,0 | 1.468 | 0 | 0 | 1.468 | 0 | 2.625 | 1.157 | 1.157 |  | 1.05 | 163 | SemenovkaSPS | 2,5+4,0 | 0.01 | 1.478 | 0 | 0 | 1.478 | 0 | 2.625 | 1.147 | 1.147 | 35/10
164 | Baygora | 2,5+2,5 | 1.137 | 1.03 | 60 | 0.107 | 0 | 2.625 | 2.518 | 2.518 |  | 1.05 | 164 | Baygora | 2,5+2,5 | 0.02 | 1.157 | 1.03 | 60 | 0.127 | 0 | 2.625 | 2.498 | 2.498 | 35/10
165 | Shukaevka | 2,5+2,5 | 1.1 | 0.1 | 120 | 1 | 0 | 2.625 | 1.625 | 1.625 |  | 1.05 | 165 | Shukaevka | 2,5+2,5 | 0.03 | 1.13 | 0.1 | 120 | 1.03 | 0 | 2.625 | 1.595 | 1.595 | 35/10
166 | Uglyanets | 4+2,5 | 2.896 | 0.8 | 120 | 2.096 | 0 | 2.625 | 0.529 | 0.529 |  | 1.05 | 166 | Uglyanets | 4+2,5 | 0.11 | 3.006 | 0.8 | 120 | 2.206 | 0 | 2.625 | 0.419 | 0.419 | 35/10
167 | V.Khava | 16+16 | 11.982 | 0.4 | 120 | 11.582 | 0 | 16.8 | 5.218 | 5.218 |  | 1.05 | 167 | V.Khava | 16+16 | 0.27 | 12.252 | 0.4 | 120 | 11.852 | 0 | 16.8 | 4.948 | 4.948
| Sн. MV, МVА | 16+16 | 4.546 | 0 | 0 | 4.546 | 0 | 16.8 | 12.254 |  |  | 1.05 |  | Sн. MV, МVА | 16+16 | 0 | 4.546 | 0 | 0 | 4.546 | 0 | 16.8 | 12.254 |  | 110/35/10
| Sн. LV, МVА | 16+16 | 7.436 | 0.4 | 120 | 7.036 | 0 | 16.8 | 9.764 |  |  | 1.05 |  | Sн. LV, МVА | 16+16 | 0.27 | 7.706 | 0.4 | 120 | 7.306 | 0 | 16.8 | 9.494
168 | Usman-1 | 10,0+6,3 | 9.058 | 0 | 0 | 9.058 | 0 | 6.615 | -2.443 | -2.443 |  | 1.05 | 168 | Usman-1 | 10,0+6,3 | 5.14 | 14.198 | 0 | 0 | 14.198 | 0 | 6.615 | -7.583 | -7.583 | 35/10
169 | Usman-2 | 4+6,3 | 10.456 | 0 | 0 | 10.456 | 0 | 4.2 | -6.256 | -6.256 |  | 1.05 | 169 | Usman-2 | 4+6,3 | 1.71 | 12.166 | 0 | 0 | 12.166 | 0 | 4.2 | -7.966 | -7.966 | 35/10
170 | R.Khava | 4+4 | 4.235 | 0.2 | 120 | 4.035 | 0 | 4.2 | 0.165 | 0.165 |  | 1.05 | 170 | R.Khava | 4+4 | 0.08 | 4.315 | 0.2 | 120 | 4.115 | 0 | 4.2 | 0.085 | 0.085 | 35/10
171 | No. 31 | 16+25 | 24.566 | 5.6 | 120 | 18.966 | 0 | 16.8 | -2.166 | -2.166 |  | 1.05 | 171 | No. 31 | 16+25 | 0.18 | 24.746 | 5.6 | 120 | 19.146 | 0 | 16.8 | -2.346 | -2.346
| Sн. MV, МVА | 16+25 | 16.429 | 5.6 | 120 | 10.829 | 0 | 16.8 | 5.971 |  |  | 1.05 |  | Sн. MV, МVА | 16+25 | 0 | 16.429 | 5.6 | 120 | 10.829 | 0 | 16.8 | 5.971 |  | 110/35/10
| Sн. LV, МVА | 16+25 | 8.137 | 0 | 0 | 8.137 | 0 | 16.8 | 8.663 |  |  | 1.05 |  | Sн. LV, МVА | 16+25 | 0.18 | 8.317 | 0 | 0 | 8.317 | 0 | 16.8 | 8.483
172 | Maslovka | 2,5+4,0 | 3.578 | 0 | 0 | 3.578 | 0 | 2.625 | -0.953 | -0.953 |  | 1.05 | 172 | Maslovka | 2,5+4,0 | 0.43 | 4.008 | 0 | 0 | 4.008 | 0 | 2.625 | -1.383 | -1.383 | 35/10
173 | Podgornaya - district Line Maintenance Service | 16+16 | 7.07 | 1.6 | 180 | 5.47 | 0 | 16.8 | 11.33 | 11.33 |  | 1.05 | 173 | Podgornaya - district Line Maintenance Service | 16+16 | 2.42 | 9.49 | 1.6 | 180 | 7.89 | 0 | 16.8 | 8.91 | 8.91
| Sн. MV, МVА | 16+16 | 3.1 | 1.05 | 180 | 2.05 | 0 | 16.8 | 14.75 |  |  | 1.05 |  | Sн. MV, МVА | 16+16 | 0 | 3.1 | 1.05 | 180 | 2.05 | 0 | 16.8 | 14.75 |  | 110/35/10
| Sн. LV, МVА | 16+16 | 3.97 | 0.55 | 180 | 3.42 | 0 | 16.8 | 13.38 |  |  | 1.05 |  | Sн. LV, МVА | 16+16 | 2.42 | 6.39 | 0.55 | 180 | 5.84 | 0 | 16.8 | 10.96
174 | Kantemirovka | 10+10 | 9.1 | 1.6 | 60 | 7.5 | 0 | 10.5 | 3 | 3 |  | 1.05 | 174 | Kantemirovka | 10+10 | 1 | 10.1 | 1.6 | 60 | 8.5 | 0 | 10.5 | 2 | 2
| Sн. MV, МVА | 10+10 | 6.28 | 1.4 | 60 | 4.88 | 0 | 10.5 | 5.62 |  |  | 1.05 |  | Sн. MV, МVА | 10+10 | 0 | 6.28 | 1.4 | 60 | 4.88 | 0 | 10.5 | 5.62 |  | 110/35/10
| Sн. LV, МVА | 10+10 | 2.82 | 0.2 | 60 | 2.62 | 0 | 10.5 | 7.88 |  |  | 1.05 |  | Sн. LV, МVА | 10+10 | 1 | 3.82 | 0.2 | 60 | 3.62 | 0 | 10.5 | 6.88
175 | Rossosh | 16+16+40 | 24.02 | 2.68 | 120 | 21.34 | 0 | 33.6 | 12.26 | 12.26 |  | 1.05 | 175 | Rossosh | 16+16+40 | 0.39 | 24.41 | 2.68 | 120 | 21.73 | 0 | 33.6 | 11.87 | 11.87
| Sн. MV, МVА | 16+16+40 | 4.17 | 1.9 | 120 | 2.27 | 0 | 33.6 | 31.33 |  |  | 1.05 |  | Sн. MV, МVА | 16+16+40 | 0 | 4.17 | 1.9 | 120 | 2.27 | 0 | 33.6 | 31.33 |  | 110/35/10/6
| Sн. LV, МVА | 16+16+40 | 19.85 | 0.78 | 120 | 19.07 | 0 | 33.6 | 14.53 |  |  | 1.05 |  | Sн. LV, МVА | 16+16+40 | 0.39 | 20.24 | 0.78 | 120 | 19.46 | 0 | 33.6 | 14.14
176 | Kamenka r-naya LPS | 16+16 | 3.31 | 0.97 | 120 | 2.34 | 0 | 16.8 | 14.46 | 14.46 |  | 1.05 | 176 | Kamenka r-naya LPS | 16+16 | 0.41 | 3.72 | 0.97 | 120 | 2.75 | 0 | 16.8 | 14.05 | 14.05
| Sн. MV, МVА | 16+16 | 0.56 | 0 | 120 | 0.56 | 0 | 16.8 | 16.24 |  |  | 1.05 |  | Sн. MV, МVА | 16+16 | 0 | 0.56 | 0 | 120 | 0.56 | 0 | 16.8 | 16.24 |  | 110/35/10
| Sн. LV, МVА | 16+16 | 2.75 | 0.97 | 120 | 1.78 | 0 | 16.8 | 15.02 |  |  | 1.05 |  | Sн. LV, МVА | 16+16 | 0.41 | 3.16 | 0.97 | 120 | 2.19 | 0 | 16.8 | 14.61
177 | Korotoyak | 6,3+10 | 4.23 | 0.47 | 180 | 3.76 | 0 | 6.615 | 2.855 | 2.855 |  | 1.05 | 177 | Korotoyak | 6,3+10 | 0.4 | 4.63 | 0.47 | 180 | 4.16 | 0 | 6.615 | 2.455 | 2.455
| Sн. MV, МVА | 6,3+10 | 1.34 | 0 | 180 | 1.34 | 0 | 6.615 | 5.275 |  |  | 1.05 |  | Sн. MV, МVА | 6,3+10 | 0 | 1.34 | 0 | 180 | 1.34 | 0 | 6.615 | 5.275 |  | 110/35/10
| Sн. LV, МVА | 6,3+10 | 2.89 | 0.47 | 180 | 2.42 | 0 | 6.615 | 4.195 |  |  | 1.05 |  | Sн. LV, МVА | 6,3+10 | 0.4 | 3.29 | 0.47 | 180 | 2.82 | 0 | 6.615 | 3.795
178 | Ostrogozhsk | 40,5+40,5 | 16.8 | 2.4 | 60 | 14.4 | 0 | 42.525 | 28.125 | 28.125 |  | 1.05 | 178 | Ostrogozhsk | 40,5+40,5 | 0 | 16.8 | 2.4 | 60 | 14.4 | 0 | 42.525 | 28.125 | 28.125
| Sн. MV, МVА | 40,5+40,5 | 14.5 | 2.4 | 60 | 12.1 | 0 | 42.525 | 30.425 |  |  | 1.05 |  | Sн. MV, МVА | 40,5+40,5 | 0 | 14.5 | 2.4 | 60 | 12.1 | 0 | 42.525 | 30.425 |  | 110/35/6
| Sн. LV, МVА | 40,5+40,5 | 2.3 | 0 | 60 | 2.3 | 0 | 42.525 | 40.225 |  |  | 1.05 |  | Sн. LV, МVА | 40,5+40,5 | 0 | 2.3 | 0 | 60 | 2.3 | 0 | 42.525 | 40.225
179 | Khrenovoe | 16+6,3 | 4.22 | 0 | 0 | 4.22 | 0 | 6.615 | 2.395 | 2.395 |  | 1.05 | 179 | Khrenovoe | 16+6,3 | 0.05 | 4.27 | 0 | 0 | 4.27 | 0 | 6.615 | 2.345 | 2.345
| Sн. MV, МVА | 16+6,3 | 0 | 0 | 0 | 0 | 0 | 6.615 | 6.615 |  |  | 1.05 |  | Sн. MV, МVА | 16+6,3 | 0 | 0 | 0 | 0 | 0 | 0 | 6.615 | 6.615 |  | 110/35/10
| Sн. LV, МVА | 16+6,3 | 4.22 | 0 | 0 | 4.22 | 0 | 6.615 | 2.395 |  |  | 1.05 |  | Sн. LV, МVА | 16+6,3 | 0.05 | 4.27 | 0 | 0 | 4.27 | 0 | 6.615 | 2.345
180 | Oil extraction plant | 25+25 | 18.9 | 7.9 | 120 | 11 | 0 | 26.25 | 15.25 | 12.35 |  | 1.05 | 180 | Oil extraction plant | 25+25 | 0.09 | 18.99 | 7.9 | 120 | 11.09 | 0 | 26.25 | 15.16 | 12.26
| Sн. MV, МVА | 25+25 | 5 | 7.9 | 120 | -2.9 | 0 | 26.25 | 29.15 |  |  | 1.05 |  | Sн. MV, МVА | 25+25 | 0 | 5 | 7.9 | 120 | -2.9 | 0 | 26.25 | 29.15 |  | 110/35/6
| Sн. LV, МVА | 25+25 | 13.9 | 0 | 0 | 13.9 | 0 | 26.25 | 12.35 |  |  | 1.05 |  | Sн. LV, МVА | 25+25 | 0.09 | 13.99 | 0 | 0 | 13.99 | 0 | 26.25 | 12.26
181 | ANP | 6,3+6,3 | 2.49 | 0.39 | 120 | 2.1 | 0 | 6.615 | 4.515 | 4.515 |  | 1.05 | 181 | ANP | 6,3+6,3 | 2.84 | 5.33 | 0.39 | 120 | 4.94 | 0 | 6.615 | 1.675 | 1.675 | 110/6
182 | St. Kalitva | 6,3+6,3 | 1.16 | 0.86 | 240 | 0.3 | 0 | 6.615 | 6.315 | 6.315 |  | 1.05 | 182 | St. Kalitva | 6,3+6,3 | 0.08 | 1.24 | 0.86 | 240 | 0.38 | 0 | 6.615 | 6.235 | 6.235 | 110/10
183 | Nikanorovka | 2,5+6,3 | 0.43 | 0.5 | 240 | -0.07 | 0 | 2.625 | 2.695 | 2.695 |  | 1.05 | 183 | Nikanorovka | 2,5+6,3 | 0.09 | 0.52 | 0.5 | 240 | 0.02 | 0 | 2.625 | 2.605 | 2.605 | 110/10
184 | Poultry plant | 10+10 | 2.44 | 1 | 120 | 1.44 | 0 | 10.5 | 9.06 | 9.06 |  | 1.05 | 184 | Poultry plant | 10+10 | 0.65 | 3.09 | 1 | 120 | 2.09 | 0 | 10.5 | 8.41 | 8.41 | 110/10
185 | Korshevo | 6,3+6,3 | 0.64 | 0.56 | 120 | 0.08 | 0 | 6.615 | 6.535 | 6.535 |  | 1.05 | 185 | Korshevo | 6,3+6,3 | 0.8 | 1.44 | 0.56 | 120 | 0.88 | 0 | 6.615 | 5.735 | 5.735 | 110/10
186 | Davydovka | 6,3+6,3 | 6.27 | 2.11 | 240 | 4.16 | 0 | 6.615 | 2.455 | 2.455 |  | 1.05 | 186 | Davydovka | 6,3+6,3 | 0.72 | 6.99 | 2.11 | 240 | 4.88 | 0 | 6.615 | 1.735 | 1.735 | 110/10
187 | the 2nd Pyatiletka | 6,3+6,3 | 1 | 0.66 | 120 | 0.34 | 0 | 6.615 | 6.275 | 6.275 |  | 1.05 | 187 | the 2nd Pyatiletka | 6,3+6,3 | 0.1 | 1.1 | 0.66 | 120 | 0.44 | 0 | 6.615 | 6.175 | 6.175 | 110/10
188 | Liskinskaya | 10+16 | 2.23 | 0.72 | 120 | 1.51 | 0 | 10.5 | 8.99 | 8.99 |  | 1.05 | 188 | Liskinskaya | 10+16 | 4.28 | 6.51 | 0.72 | 120 | 5.79 | 0 | 10.5 | 4.71 | 4.71 | 110/6
189 | Olkhovatka | 4+4 | 3.64 | 2.55 | 180 | 1.09 | 0 | 4.2 | 3.11 | 3.11 |  | 1.05 | 189 | Olkhovatka | 4+4 | 0.95 | 4.59 | 2.55 | 180 | 2.04 | 0 | 4.2 | 2.16 | 2.16 | 35/10
190 | Shaposhnikovka | 2,5+2,5 | 0.95 | 0.86 | 180 | 0.09 | 0 | 2.625 | 2.535 | 2.535 |  | 1.05 | 190 | Shaposhnikovka | 2,5+2,5 | 0.18 | 1.13 | 0.86 | 180 | 0.27 | 0 | 2.625 | 2.355 | 2.355 | 35/10
191 | Karayashnik | 2,5+2,5 | 0.35 | 0.2875 | 180 | 0.0625 | 0 | 2.625 | 2.5625 | 2.5625 |  | 1.05 | 191 | Karayashnik | 2,5+2,5 | 0.05 | 0.4 | 0.2875 | 180 | 0.1125 | 0 | 2.625 | 2.5125 | 2.5125 | 35/10
192 | Saguny | 2,5+2,5 | 0.97 | 0.91 | 120 | 0.06 | 0 | 2.625 | 2.565 | 2.565 |  | 1.05 | 192 | Saguny | 2,5+2,5 | 0.09 | 1.06 | 0.91 | 120 | 0.15 | 0 | 2.625 | 2.475 | 2.475 | 35/10
193 | Belogorye | 2,5+2,5 | 0.72 | 0 | 0 | 0.72 | 0 | 2.625 | 1.905 | 1.905 |  | 1.05 | 193 | Belogorye | 2,5+2,5 | 0.15 | 0.87 | 0 | 0 | 0.87 | 0 | 2.625 | 1.755 | 1.755 | 35/10
194 | Taly | 4+4 | 1.16 | 0 | 0 | 1.16 | 0 | 4.2 | 3.04 | 3.04 |  | 1.05 | 194 | Taly | 4+4 | 0.12 | 1.28 | 0 | 0 | 1.28 | 0 | 4.2 | 2.92 | 2.92 | 35/10
195 | Titarevka | 2,5+2,5 | 0.79 | 0 | 0 | 0.79 | 0 | 2.625 | 1.835 | 1.835 |  | 1.05 | 195 | Titarevka | 2,5+2,5 | 0.13 | 0.92 | 0 | 0 | 0.92 | 0 | 2.625 | 1.705 | 1.705 | 35/10
196 | Mitrofanovka | 4+4 | 2.1 | 0 | 0 | 2.1 | 0 | 4.2 | 2.1 | 2.1 |  | 1.05 | 196 | Mitrofanovka | 4+4 | 0.28 | 2.38 | 0 | 0 | 2.38 | 0 | 4.2 | 1.82 | 1.82 | 35/10
197 | Druzhba | 4+4 | 1.72 | 0.44 | 150 | 1.28 | 0 | 4.2 | 2.92 | 2.92 |  | 1.05 | 197 | Druzhba | 4+4 | 0.18 | 1.9 | 0.44 | 150 | 1.46 | 0 | 4.2 | 2.74 | 2.74 | 35/10
198 | AlexandrovkaLPS | 4+4 | 1.94 | 0 | 0 | 1.94 | 0 | 4.2 | 2.26 | 2.26 |  | 1.05 | 198 | AlexandrovkaLPS | 4+4 | 0.1 | 2.04 | 0 | 0 | 2.04 | 0 | 4.2 | 2.16 | 2.16 | 35/10
199 | Tkhorevka | 4+4 | 0.94 | 0.78 | 180 | 0.16 | 0 | 4.2 | 4.04 | 4.04 |  | 1.05 | 199 | Tkhorevka | 4+4 | 0.11 | 1.05 | 0.78 | 180 | 0.27 | 0 | 4.2 | 3.93 | 3.93 | 35/10
200 | Marki | 2,5+2,5 | 0.33 | 0.27 | 120 | 0.06 | 0 | 2.625 | 2.565 | 2.565 |  | 1.05 | 200 | Marki | 2,5+2,5 | 0 | 0.33 | 0.27 | 120 | 0.06 | 0 | 2.625 | 2.565 | 2.565 | 35/10
201 | Olkhov Log | 2,5+2,5 | 0.64 | 0.58 | 120 | 0.06 | 0 | 2.625 | 2.565 | 2.565 |  | 1.05 | 201 | Olkhov Log | 2,5+2,5 | 0 | 0.64 | 0.58 | 120 | 0.06 | 0 | 2.625 | 2.565 | 2.565 | 35/10
202 | Boldyrevka | 2,5+2,5 | 1.02 | 0 | 0 | 1.02 | 0 | 2.625 | 1.605 | 1.605 |  | 1.05 | 202 | Boldyrevka | 2,5+2,5 | 0.23 | 1.25 | 0 | 0 | 1.25 | 0 | 2.625 | 1.375 | 1.375 | 35/10
203 | Pobeda | 4+4 | 0.36 | 0 | 0 | 0.36 | 0 | 4.2 | 3.84 | 3.84 |  | 1.05 | 203 | Pobeda | 4+4 | 0.05 | 0.41 | 0 | 0 | 0.41 | 0 | 4.2 | 3.79 | 3.79 | 35/10
204 | Lipovka | 4+4 | 1.43 | 0 | 0 | 1.43 | 0 | 4.2 | 2.77 | 2.77 |  | 1.05 | 204 | Lipovka | 4+4 | 0.19 | 1.62 | 0 | 0 | 1.62 | 0 | 4.2 | 2.58 | 2.58 | 35/10
205 | Yudanovka | 2,5+2,5 | 0.9 | 0.81 | 180 | 0.09 | 0 | 2.625 | 2.535 | 2.535 |  | 1.05 | 205 | Yudanovka | 2,5+2,5 | 0.12 | 1.02 | 0.81 | 180 | 0.21 | 0 | 2.625 | 2.415 | 2.415 | 35/10
206 | Mechetka | 2,5+1,6 | 0.42 | 0 | 0 | 0.42 | 0 | 1.68 | 1.26 | 1.26 |  | 1.05 | 206 | Mechetka | 2,5+1,6 | 0.04 | 0.46 | 0 | 0 | 0.46 | 0 | 1.68 | 1.22 | 1.22 | 35/10
207 | Petrovskaya | 4+4 | 1.75 | 0.03 | 180 | 1.72 | 0 | 4.2 | 2.48 | 2.48 |  | 1.05 | 207 | Petrovskaya | 4+4 | 0.96 | 2.71 | 0.03 | 180 | 2.68 | 0 | 4.2 | 1.52 | 1.52 | 35/10
208 | Sr. Ikorets | 4+4 | 3.27 | 0.06 | 120 | 3.21 | 0 | 4.2 | 0.99 | 0.99 |  | 1.05 | 208 | Sr. Ikorets | 4+4 | 0.9 | 4.17 | 0.06 | 120 | 4.11 | 0 | 4.2 | 0.09 | 0.09 | 35/10
209 | the 2nd Storozhevoe | 2,5+2,5 | 0.25 | 0 | 0 | 0.25 | 0 | 2.625 | 2.375 | 2.375 |  | 1.05 | 209 | the 2nd Storozhevoe | 2,5+2,5 | 0.35 | 0.6 | 0 | 0 | 0.6 | 0 | 2.625 | 2.025 | 2.025 | 35/10
210 | Och. Sooruzheniya | 2,5+2,5 | 2.71 | 0.42 | 120 | 2.29 | 0 | 2.625 | 0.335 | 0.335 |  | 1.05 | 210 | Och. Sooruzheniya | 2,5+2,5 | 0.97 | 3.68 | 0.6 | 120 | 3.08 | 0 | 2.625 | -0.455 | -0.455 | 35/6
211 | Borisoglebsk | 25+25 | 18.66 | 15.05 | 240 | 3.61 | 0 | 26.25 | 22.64 | 22.64 |  | 1.05 | 211 | Borisoglebsk | 25+25 | 0 | 18.66 | 24.9 | 240 | -6.24 | 0 | 26.25 | 32.49 | 27.69
| Sн. MV, МVА | 25+25 | 11.7 | 10.9 | 240 | 0.8 | 0 | 26.25 | 25.45 |  |  | 1.05 |  | Sн. MV, МVА | 25+25 | 0 | 11.7 | 16.5 | 240 | -4.8 | 0 | 26.25 | 31.05 |  | 110/35/6
| Sн. LV, МVА | 25+25 | 6.96 | 4.15 | 240 | 2.81 | 0 | 26.25 | 23.44 |  |  | 1.05 |  | Sн. LV, МVА | 25+25 | 0 | 6.96 | 8.4 | 240 | -1.44 | 0 | 26.25 | 27.69
212 | KamenkaBPS | 10+10 | 4.22 | 2.79 | 180 | 1.43 | 0 | 10.5 | 9.07 | 9.07 |  | 1.05 | 212 | KamenkaBPS | 10+10 | 0.01 | 4.23 | 6.01 | 180 | -1.78 | 0 | 10.5 | 12.28 | 10.73
| Sн. MV, МVА | 10+10 | 3.8 | 2.54 | 180 | 1.26 | 0 | 10.5 | 9.24 |  |  | 1.05 |  | Sн. MV, МVА | 10+10 | 0 | 3.8 | 5.35 | 180 | -1.55 | 0 | 10.5 | 12.05 |  | 110/35/10
| Sн. LV, МVА | 10+10 | 0.42 | 0.25 | 180 | 0.17 | 0 | 10.5 | 10.33 |  |  | 1.05 |  | Sн. LV, МVА | 10+10 | 0.01 | 0.43 | 0.66 | 180 | -0.23 | 0 | 10.5 | 10.73
213 | Talovaya | 16+16 | 5.59 | 3.6 | 180 | 1.99 | 0 | 16.8 | 14.81 | 14.81 |  | 1.05 | 213 | Talovaya | 16+16 | 0.08 | 5.67 | 6.39 | 180 | -0.72 | 0 | 16.8 | 17.52 | 15.95
| Sн. MV, МVА | 16+16 | 4.82 | 3.6 | 180 | 1.22 | 0 | 16.8 | 15.58 |  |  | 1.05 |  | Sн. MV, МVА | 16+16 | 0 | 4.82 | 6.39 | 180 | -1.57 | 0 | 16.8 | 18.37 |  | 110/35/10
| Sн. LV, МVА | 16+16 | 0.77 | 0 | 0 | 0.77 | 0 | 16.8 | 16.03 |  |  | 1.05 |  | Sн. LV, МVА | 16+16 | 0.08 | 0.85 | 0 | 0 | 0.85 | 0 | 16.8 | 15.95
214 | Anna | 25+25 | 10.28 | 7.8 | 150 | 2.48 | 0 | 26.25 | 23.77 | 23.77 |  | 1.05 | 214 | Anna | 25+25 | 0.14 | 10.42 | 14.11 | 150 | -3.69 | 0 | 26.25 | 29.94 | 27.75
| Sн. MV, МVА | 25+25 | 3.87 | 2.39 | 150 | 1.48 | 0 | 26.25 | 24.77 |  |  | 1.05 |  | Sн. MV, МVА | 25+25 | 0 | 3.87 | 5.37 | 150 | -1.5 | 0 | 26.25 | 27.75 |  | 110/35/10
| Sн. LV, МVА | 25+25 | 6.41 | 5.4 | 150 | 1.01 | 0 | 26.25 | 25.24 |  |  | 1.05 |  | Sн. LV, МVА | 25+25 | 0.14 | 6.55 | 8.74 | 150 | -2.19 | 0 | 26.25 | 28.44
215 | ArkhangelskoeBPS | 10+10 | 5.95 | 0.88 | 90 | 5.07 | 0 | 10.5 | 5.43 | 5.43 |  | 1.05 | 215 | ArkhangelskoeBPS | 10+10 | 0.01 | 5.96 | 3.02 | 90 | 2.94 | 0 | 10.5 | 7.56 | 7.43
| Sн. MV, МVА | 10+10 | 2.89 | 0.88 | 90 | 2.01 | 0 | 10.5 | 8.49 |  |  | 1.05 |  | Sн. MV, МVА | 10+10 | 0 | 2.89 | 3.02 | 90 | -0.13 | 0 | 10.5 | 10.63 |  | 110/35/10
| Sн. LV, МVА | 10+10 | 3.06 | 0 | 0 | 3.06 | 0 | 10.5 | 7.44 |  |  | 1.05 |  | Sн. LV, МVА | 10+10 | 0.01 | 3.07 | 0 | 0 | 3.07 | 0 | 10.5 | 7.43
216 | Listopadovka | 10+10 | 3.43 | 1.63 | 90 | 1.8 | 0 | 10.5 | 8.7 | 8.7 |  | 1.05 | 216 | Listopadovka | 10+10 | 0.03 | 3.46 | 3.08 | 90 | 0.38 | 0 | 10.5 | 10.12 | 9.4
| Sн. MV, МVА | 10+10 | 2.36 | 1.63 | 90 | 0.73 | 0 | 10.5 | 9.77 |  |  | 1.05 |  | Sн. MV, МVА | 10+10 | 0 | 2.36 | 3.08 | 90 | -0.72 | 0 | 10.5 | 11.22 |  | 110/35/10
| Sн. LV, МVА | 10+10 | 1.07 | 0 | 0 | 1.07 | 0 | 10.5 | 9.43 |  |  | 1.05 |  | Sн. LV, МVА | 10+10 | 0.03 | 1.1 | 0 | 0 | 1.1 | 0 | 10.5 | 9.4
217 | V. Karachan | 10+10 | 2.49 | 0.81 | 90 | 1.68 | 0 | 10.5 | 8.82 | 8.82 |  | 1.05 | 217 | V. Karachan | 10+10 | 0.01 | 2.5 | 1.18 | 90 | 1.32 | 0 | 10.5 | 9.18 | 8.92
| Sн. MV, МVА | 10+10 | 0.92 | 0.81 | 90 | 0.11 | 0 | 10.5 | 10.39 |  |  | 1.05 |  | Sн. MV, МVА | 10+10 | 0 | 0.92 | 1.18 | 90 | -0.26 | 0 | 10.5 | 10.76 |  | 110/35/10
| Sн. LV, МVА | 10+10 | 1.57 | 0 | 0 | 1.57 | 0 | 10.5 | 8.93 |  |  | 1.05 |  | Sн. LV, МVА | 10+10 | 0.01 | 1.58 | 0 | 0 | 1.58 | 0 | 10.5 | 8.92
218 | Ternovka | 10+10 | 3.56 | 0.66 | 60 | 2.9 | 0 | 10.5 | 7.6 | 7.6 |  | 1.05 | 218 | Ternovka | 10+10 | 0.06 | 3.62 | 1.03 | 60 | 2.59 | 0 | 10.5 | 7.91 | 7.91
| Sн. MV, МVА | 10+10 | 1.21 | 0.66 | 60 | 0.55 | 0 | 10.5 | 9.95 |  |  | 1.05 |  | Sн. MV, МVА | 10+10 | 0 | 1.21 | 1.03 | 60 | 0.18 | 0 | 10.5 | 10.32 |  | 110/35/10
| Sн. LV, МVА | 10+10 | 2.35 | 0 | 0 | 2.35 | 0 | 10.5 | 8.15 |  |  | 1.05 |  | Sн. LV, МVА | 10+10 | 0.06 | 2.41 | 0 | 0 | 2.41 | 0 | 10.5 | 8.09
219 | Narodnoe | 16+10 | 2.98 | 0.6 | 90 | 2.38 | 0 | 10.5 | 8.12 | 8.12 |  | 1.05 | 219 | Narodnoe | 16+10 | 0.06 | 3.04 | 0.93 | 90 | 2.11 | 0 | 10.5 | 8.39 | 8.23
| Sн. MV, МVА | 16+10 | 0.77 | 0.6 | 90 | 0.17 | 0 | 10.5 | 10.33 |  |  | 1.05 |  | Sн. MV, МVА | 16+10 | 0 | 0.77 | 0.93 | 90 | -0.16 | 0 | 10.5 | 10.66 |  | 110/35/10
| Sн. LV, МVА | 16+10 | 2.21 | 0 | 0 | 2.21 | 0 | 10.5 | 8.29 |  |  | 1.05 |  | Sн. LV, МVА | 16+10 | 0.06 | 2.27 | 0 | 0 | 2.27 | 0 | 10.5 | 8.23
220 | N. Khopersk | 10+16 | 7.84 | 1.7 | 120 | 6.14 | 0 | 10.5 | 4.36 | 4.36 |  | 1.05 | 220 | N. Khopersk | 10+16 | 0.29 | 8.13 | 1.95 | 120 | 6.18 | 0 | 10.5 | 4.32 | 4.32
| Sн. MV, МVА | 10+16 | 2.2 | 1.7 | 120 | 0.5 | 0 | 10.5 | 10 |  |  | 1.05 |  | Sн. MV, МVА | 10+16 | 0 | 2.2 | 1.95 | 120 | 0.25 | 0 | 10.5 | 10.25 |  | 110/35/10
| Sн. LV, МVА | 10+16 | 5.64 | 0 | 0 | 5.64 | 0 | 10.5 | 4.86 |  |  | 1.05 |  | Sн. LV, МVА | 10+16 | 0.29 | 5.93 | 0 | 0 | 5.93 | 0 | 10.5 | 4.57
221 | Ertil | 10+16 | 6.72 | 2.92 | 180 | 3.8 | 0 | 10.5 | 6.7 | 6.7 |  | 1.05 | 221 | Ertil | 10+16 | 0.08 | 6.8 | 1.4 | 180 | 5.4 | 0 | 10.5 | 5.1 | 5.1
| Sн. MV, МVА | 10+16 | 4.62 | 2.92 | 180 | 1.7 | 0 | 10.5 | 8.8 |  |  | 1.05 |  | Sн. MV, МVА | 10+16 | 0 | 4.62 | 1.4 | 180 | 3.22 | 0 | 10.5 | 7.28 |  | 110/35/10
| Sн. LV, МVА | 10+16 | 2.1 | 0.08 | 0 | 2.02 | 0 | 10.5 | 8.48 |  |  | 1.05 |  | Sн. LV, МVА | 10+16 | 0.08 | 2.18 | 0 | 0 | 2.18 | 0 | 10.5 | 8.32
222 | Shchuchye | 6,3+6,3 | 2.03 | 1.09 | 180 | 0.94 | 0 | 6.615 | 5.675 | 5.635 |  | 1.05 | 222 | Shchuchye | 6,3+6,3 | 0.08 | 2.11 | 2.33 | 180 | -0.22 | 0 | 6.615 | 6.835 | 5.825
| Sн. MV, МVА | 6,3+6,3 | 0.8 | 0.84 | 180 | -0.04 | 0 | 6.615 | 6.655 |  |  | 1.05 |  | Sн. MV, МVА | 6,3+6,3 | 0 | 0.8 | 1.81 | 180 | -1.01 | 0 | 6.615 | 7.625 |  | 110/35/10
| Sн.LV, МVА | 6,3+6,3 | 1.23 | 0.25 | 180 | 0.98 | 0 | 6.615 | 5.635 |  |  | 1.05 |  | Sн.LV, МVА | 6,3+6,3 | 0.08 | 1.31 | 0.52 | 180 | 0.79 | 0 | 6.615 | 5.825
223 | Dokuchaevo | 10+10 | 1.8 | 0.12 | 120 | 1.68 | 0 | 10.5 | 8.82 | 8.82 |  | 1.05 | 223 | Dokuchaevo | 10+10 | 0.03 | 1.83 | 0.45 | 120 | 1.38 | 0 | 10.5 | 9.12 | 9.12 | 110/10
224 | B. Gribanovka | 16+16 | 6.2 | 0.11 | 30 | 6.09 | 0 | 16.8 | 10.71 | 10.71 |  | 1.05 | 224 | B. Gribanovka | 16+16 | 0.15 | 6.35 | 0.24 | 30 | 6.11 | 0 | 16.8 | 10.69 | 10.69 | 110/10
225 | Khimmash | 16+16 | 4.4 | 4.47 | 240 | -0.07 | 0 | 16.8 | 16.87 | 16.87 |  | 1.05 | 225 | Khimmash | 16+16 | 0 | 4.4 | 7.1 | 240 | -2.7 | 0 | 16.8 | 19.5 | 19.5 | 110/6
226 | Chigorak | 2,5+4 | 0.7 | 0.74 | 90 | -0.04 | 0 | 2.625 | 2.665 | 2.665 |  | 1.05 | 226 | Chigorak | 2,5+4 | 0.11 | 0.81 | 0.96 | 90 | -0.15 | 0 | 2.625 | 2.775 | 2.775 | 35/10
227 | Tretyaki | 4+4 | 0.83 | 0 | 0 | 0.83 | 0 | 4.2 | 3.37 | 3.37 |  | 1.05 | 227 | Tretyaki | 4+4 | 0.03 | 0.86 | 0 | 0 | 0.86 | 0 | 4.2 | 3.34 | 3.34 | 35/10
228 | Gubari | 2,5+2,5 | 0.27 | 0.06 | 180 | 0.21 | 0 | 2.625 | 2.415 | 2.415 |  | 1.05 | 228 | Gubari | 2,5+2,5 | 0.05 | 0.32 | 0.43 | 180 | -0.11 | 0 | 2.625 | 2.735 | 2.735 | 35/10
229 | Tantsyrey | 2,5+2,5 | 0.86 | 0 | 0 | 0.86 | 0 | 2.625 | 1.765 | 1.765 |  | 1.05 | 229 | Tantsyrey | 2,5+2,5 | 0.04 | 0.9 | 0 | 0 | 0.9 | 0 | 2.625 | 1.725 | 1.725 | 35/10
230 | Peski | 4+4 | 3.34 | 0 | 0 | 3.34 | 0 | 4.2 | 0.86 | 0.86 |  | 1.05 | 230 | Peski | 4+4 | 0.12 | 3.46 | 0 | 0 | 3.46 | 0 | 4.2 | 0.74 | 0.74 | 35/10
231 | M. Gribanovka | 1,6+1,6 | 0.32 | 0.31 | 30 | 0.01 | 0 | 1.68 | 1.67 | 1.67 |  | 1.05 | 231 | M. Gribanovka | 1,6+1,6 | 0.02 | 0.34 | 0.87 | 30 | -0.53 | 0 | 1.68 | 2.21 | 2.21 | 35/10
232 | N. Karachan | 2,5+2,5 | 0.5 | 0 | 0 | 0.5 | 0 | 2.625 | 2.125 | 2.125 |  | 1.05 | 232 | N. Karachan | 2,5+2,5 | 0 | 0.5 | 0 | 0 | 0.5 | 0 | 2.625 | 2.125 | 2.125 | 35/10
233 | Kozlovka BPS | 4+2,5 | 1.13 | 0 | 0 | 1.13 | 0 | 2.625 | 1.495 | 1.495 |  | 1.05 | 233 | Kozlovka BPS | 4+2,5 | 0.03 | 1.16 | 0 | 0 | 1.16 | 0 | 2.625 | 1.465 | 1.465 | 35/10
234 | K. Otdelets | 2,5+2,5 | 0.46 | 0 | 30 | 0.46 | 0 | 2.625 | 2.165 | 2.165 |  | 1.05 | 234 | K. Otdelets | 2,5+2,5 | 0 | 0.46 | 0.63 | 30 | -0.17 | 0 | 2.625 | 2.795 | 2.795 | 35/10
235 | Esipovo | 2,5+2,5 | 0.67 | 0 | 0 | 0.67 | 0 | 2.625 | 1.955 | 1.955 |  | 1.05 | 235 | Esipovo | 2,5+2,5 | 0.02 | 0.69 | 0 | 0 | 0.69 | 0 | 2.625 | 1.935 | 1.935 | 35/10
236 | Kiselnov | 2,5+2,5 | 0.45 | 0 | 0 | 0.45 | 0 | 2.625 | 2.175 | 2.175 |  | 1.05 | 236 | Kiselnov | 2,5+2,5 | 0 | 0.45 | 0 | 0 | 0.45 | 0 | 2.625 | 2.175 | 2.175 | 35/10
237 | Krasnoe | 6,3+6,3 | 1.85 | 0 | 0 | 1.85 | 0 | 6.615 | 4.765 | 4.765 |  | 1.05 | 237 | Krasnoe | 6,3+6,3 | 0.01 | 1.86 | 0 | 0 | 1.86 | 0 | 6.615 | 4.755 | 4.755 | 35/10
238 | Troitskoe | 2,5+2,5 | 0.42 | 0 | 0 | 0.42 | 0 | 2.625 | 2.205 | 2.205 |  | 1.05 | 238 | Troitskoe | 2,5+2,5 | 0.01 | 0.43 | 0 | 0 | 0.43 | 0 | 2.625 | 2.195 | 2.195 | 35/10
239 | Ertil-gorod | 6,3+6,3 | 3.55 | 2.45 | 240 | 1.1 | 0 | 6.615 | 5.515 | 5.515 |  | 1.05 | 239 | Ertil-gorod | 6,3+6,3 | 0.06 | 3.61 | 5 | 240 | -1.39 | 0 | 6.615 | 8.005 | 8.005 | 35/10
240 | Rostoshi | 4+4 | 1.47 | 0 | 0 | 1.47 | 0 | 4.2 | 2.73 | 2.73 |  | 1.05 | 240 | Rostoshi | 4+4 | 0 | 1.47 | 0 | 0 | 1.47 | 0 | 4.2 | 2.73 | 2.73 | 35/10
241 | Vvedenka | 2,5+2,5 | 0.35 | 0 | 60 | 0.35 | 0 | 2.625 | 2.275 | 2.275 |  | 1.05 | 241 | Vvedenka | 2,5+2,5 | 0 | 0.35 | 0.48 | 60 | -0.13 | 0 | 2.625 | 2.755 | 2.755 | 35/10
242 | Sadovoe | 4+4 | 1.92 | 0 | 0 | 1.92 | 0 | 4.2 | 2.28 | 2.28 |  | 1.05 | 242 | Sadovoe | 4+4 | 0.03 | 1.95 | 0 | 0 | 1.95 | 0 | 4.2 | 2.25 | 2.25 | 35/10
243 | Rubashevka | 2,5+2,5 | 0.84 | 0 | 0 | 0.84 | 0 | 2.625 | 1.785 | 1.785 |  | 1.05 | 243 | Rubashevka | 2,5+2,5 | 0 | 0.84 | 0 | 0 | 0.84 | 0 | 2.625 | 1.785 | 1.785 | 35/10
244 | N. Nadezhdenka | 2,5+2,5 | 0.46 | 0.22 | 180 | 0.24 | 0 | 2.625 | 2.385 | 2.385 |  | 1.05 | 244 | N. Nadezhdenka | 2,5+2,5 | 0 | 0.46 | 0.75 | 180 | -0.29 | 0 | 2.625 | 2.915 | 2.915 | 35/10
245 | Abramovka | 6,3+4 | 3.4 | 0.29 | 120 | 3.11 | 0 | 4.2 | 1.09 | 1.09 |  | 1.05 | 245 | Abramovka | 6,3+4 | 0.04 | 3.44 | 0.52 | 120 | 2.92 | 0 | 4.2 | 1.28 | 1.28 | 35/10
246 | Alexandrovka BPS | 2,5+2,5 | 0.9 | 0.64 | 120 | 0.26 | 0 | 2.625 | 2.365 | 2.365 |  | 1.05 | 246 | Alexandrovka BPS | 2,5+2,5 | 0.01 | 0.91 | 1.17 | 120 | -0.26 | 0 | 2.625 | 2.885 | 2.885 | 35/10
247 | N. Troitskaya | 4+4 | 0.3 | 0.2 | 120 | 0.1 | 0 | 4.2 | 4.1 | 4.1 |  | 1.05 | 247 | N. Troitskaya | 4+4 | 0 | 0.3 | 0.34 | 120 | -0.04 | 0 | 4.2 | 4.24 | 4.24 | 35/10
248 | Kalach-1 | 25+25 | 14.75 | 2.2 | 120 | 12.55 | 0 | 26.25 | 13.7 | 13.7 |  | 1.05 | 248 | Kalach-1 | 25+25 | 0.52 | 15.27 | 2.2 | 120 | 13.07 | 0 | 26.25 | 13.18 | 13.18
| Sн. MV, МVА | 25+25 | 6.2 | 1 | 120 | 5.2 | 0 | 26.25 | 21.05 |  |  | 1.05 |  | Sн. MV, МVА | 25+25 | 0 | 6.2 | 1 | 120 | 5.2 | 0 | 26.25 | 21.05 |  | 110/35/10
| Sн. LV, МVА | 25+25 | 8.55 | 1.2 | 120 | 7.35 | 0 | 26.25 | 18.9 |  |  | 1.05 |  | Sн. LV, МVА | 25+25 | 0.52 | 9.07 | 1.2 | 120 | 7.87 | 0 | 26.25 | 18.38
249 | Kalach-2 | 16+16 | 7.13 | 2 | 24 hours | 5.13 | 0 | 16.8 | 11.67 | 11.67 |  | 1.05 | 249 | Kalach-2 | 16+16 | 0.54 | 7.67 | 2 | 24 hours | 5.67 | 0 | 16.8 | 11.13 | 11.13 | 110/10
250 | Buturlinovka-1 | 16+16 | 12.94 | 2 | 120 | 10.94 | 0 | 16.8 | 5.86 | 5.86 |  | 1.05 | 250 | Buturlinovka-1 | 16+16 | 0.1 | 13.04 | 2 | 120 | 11.04 | 0 | 16.8 | 5.76 | 5.76
| Sн. MV, МVА | 16+16 | 2.89 | 0 | 0 | 2.89 | 0 | 16.8 | 13.91 |  |  | 1.05 |  | Sн. MV, МVА | 16+16 | 0 | 2.89 | 0 | 0 | 2.89 | 0 | 16.8 | 13.91 |  | 110/35/10
| Sн. LV, МVА | 16+16 | 10.05 | 2 | 120 | 8.05 | 0 | 16.8 | 8.75 |  |  | 1.05 |  | Sн. LV, МVА | 16+16 | 0.1 | 10.15 | 2 | 120 | 8.15 | 0 | 16.8 | 8.65
251 | Buturlinovka-2 | 16+6,3 | 5.36 | 1.5 | 120 | 3.86 | 0 | 6.615 | 2.755 | 2.755 |  | 1.05 | 251 | Buturlinovka-2 | 16+6,3 | 0.01 | 5.37 | 1.5 | 120 | 3.87 | 0 | 6.615 | 2.745 | 2.745 | 110/10
252 | N.Kislyai | 10+10 | 6.28 | 1.5 | 120 | 4.78 | 0 | 10.5 | 5.72 | 5.72 |  | 1.05 | 252 | N.Kislyai | 10+10 | 0.4 | 6.68 | 1.5 | 120 | 5.18 | 0 | 10.5 | 5.32 | 5.32
| Sн. MV, МVА | 10+10 | 2.92 | 0 | 0 | 2.92 | 0 | 10.5 | 7.58 |  |  | 1.05 |  | Sн. MV, МVА | 10+10 | 0 | 2.92 | 0 | 0 | 2.92 | 0 | 10.5 | 7.58 |  | 110/35/10
| Sн. LV, МVА | 10+10 | 3.36 | 1.5 | 120 | 1.86 | 0 | 10.5 | 8.64 |  |  | 1.05 |  | Sн. LV, МVА | 10+10 | 0.4 | 3.76 | 1.5 | 120 | 2.26 | 0 | 10.5 | 8.24
253 | Kozlovka CPS | 2,5+6,3 | 1.14 | 1.5 | 45 | -0.36 | 0 | 2.625 | 2.985 | 2.985 |  | 1.05 | 253 | Kozlovka CPS | 2,5+6,3 | 0.18 | 1.32 | 1.5 | 45 | -0.18 | 0 | 2.625 | 2.805 | 2.805 | 110/10
254 | Filippenkovo | 6,3+6,3 | 1.12 | 1.5 | 120 | -0.38 | 0 | 6.615 | 6.995 | 6.995 |  | 1.05 | 254 | Filippenkovo | 6,3+6,3 | 0.05 | 1.17 | 1.5 | 120 | -0.33 | 0 | 6.615 | 6.945 | 6.945 | 110/10
255 | Vorobyovka | 16+16 | 5.85 | 1.5 | 120 | 4.35 | 0 | 16.8 | 12.45 | 12.45 |  | 1.05 | 255 | Vorobyovka | 16+16 | 0.41 | 6.26 | 1.5 | 120 | 4.76 | 0 | 16.8 | 12.04 | 12.04
| Sн. MV, МVА | 16+16 | 3.3 | 0.5 | 120 | 2.8 | 0 | 16.8 | 14 |  |  | 1.05 |  | Sн. MV, МVА | 16+16 | 0 | 3.3 | 0.5 | 120 | 2.8 | 0 | 16.8 | 14 |  | 110/35/10
| Sн. LV, МVА | 16+16 | 2.55 | 1 | 120 | 1.55 | 0 | 16.8 | 15.25 |  |  | 1.05 |  | Sн. LV, МVА | 16+16 | 0.41 | 2.96 | 1 | 120 | 1.96 | 0 | 16.8 | 14.84
256 | Solontsy | 6,3+6,3 | 2.61 | 1 | 24 hours | 1.61 | 0 | 6.615 | 5.005 | 5.005 |  | 1.05 | 256 | Solontsy | 6,3+6,3 | 0.03 | 2.64 | 1 | 24 hours | 1.64 | 0 | 6.615 | 4.975 | 4.975
| Sн. MV, МVА | 6,3+6,3 | 1.71 | 1 | 24 hours | 0.71 | 0 | 6.615 | 5.905 |  |  | 1.05 |  | Sн. MV, МVА | 6,3+6,3 | 0 | 1.71 | 1 | 24 hours | 0.71 | 0 | 6.615 | 5.905 |  | 110/35/10
| Sн. LV, МVА | 6,3+6,3 | 0.9 | 0 | 0 | 0.9 | 0 | 6.615 | 5.715 |  |  | 1.05 |  | Sн. LV, МVА | 6,3+6,3 | 0.03 | 0.93 | 0 | 0 | 0.93 | 0 | 6.615 | 5.685
257 | Manino | 16+16 | 2.05 | 1.5 | 24 hours | 0.55 | 0 | 16.8 | 16.25 | 16.25 |  | 1.05 | 257 | Manino | 16+16 | 0.03 | 2.08 | 1.5 | 24 hours | 0.58 | 0 | 16.8 | 16.22 | 16.22
| Sн. MV, МVА | 16+16 | 0.74 | 0.5 | 24 hours | 0.24 | 0 | 16.8 | 16.56 |  |  | 1.05 |  | Sн. MV, МVА | 16+16 | 0 | 0.74 | 0.5 | 24 hours | 0.24 | 0 | 16.8 | 16.56 |  | 110/35/10
| Sн. LV, МVА | 16+16 | 1.31 | 1 | 24 hours | 0.31 | 0 | 16.8 | 16.49 |  |  | 1.05 |  | Sн. LV, МVА | 16+16 | 0.03 | 1.34 | 1 | 24 hours | 0.34 | 0 | 16.8 | 16.46
258 | Petropavlovka | 10+10 | 4.59 | 2 | 120 | 2.59 | 0 | 10.5 | 7.91 | 7.91 |  | 1.05 | 258 | Petropavlovka | 10+10 | 0.22 | 4.81 | 2 | 120 | 2.81 | 0 | 10.5 | 7.69 | 7.69
| Sн. MV, МVА | 10+10 | 2.01 | 1 | 120 | 1.01 | 0 | 10.5 | 9.49 |  |  | 1.05 |  | Sн. MV, МVА | 10+10 | 0 | 2 | 1 | 120 | 1 | 0 | 10.5 | 9.5 |  | 110/35/10
| Sн. LV, МVА | 10+10 | 2.58 | 1 | 120 | 1.58 | 0 | 10.5 | 8.92 |  |  | 1.05 |  | Sн. LV, МVА | 10+10 | 0.22 | 2.8 | 1 | 120 | 1.8 | 0 | 10.5 | 8.7
259 | V.Mamon | 16+10 | 5.87 | 2 | 120 | 3.87 | 0 | 10.5 | 6.63 | 6.63 |  | 1.05 | 259 | V.Mamon | 16+10 | 0.62 | 6.49 | 2 | 120 | 4.49 | 0 | 10.5 | 6.01 | 6.01
| Sн. MV, МVА | 16+10 | 2.13 | 0 | 0 | 2.13 | 0 | 10.5 | 8.37 |  |  | 1.05 |  | Sн. MV, МVА | 16+10 | 0 | 2.13 | 0 | 0 | 2.13 | 0 | 10.5 | 8.37 |  | 110/35/10
| Sн. LV, МVА | 16+10 | 3.74 | 2 | 120 | 1.74 | 0 | 10.5 | 8.76 |  |  | 1.05 |  | Sн. LV, МVА | 16+10 | 0.62 | 4.36 | 2 | 120 | 2.36 | 0 | 10.5 | 8.14
260 | N.Mamon | 2,5+6,3 | 1.16 | 0 | 0 | 1.16 | 0 | 2.625 | 1.465 | 1.465 |  | 1.05 | 260 | N.Mamon | 2,5+6,3 | 0.08 | 1.24 | 0 | 0 | 1.24 | 0 | 2.625 | 1.385 | 1.385 | 110/10
261 | Pavlovsk-2 | 25+25 | 19.63 | 1.5 | 120 | 18.13 | 0 | 26.25 | 8.12 | 8.12 |  | 1.05 | 261 | Pavlovsk-2 | 25+25 | 0.08 | 19.71 | 1.5 | 120 | 18.21 | 0 | 26.25 | 8.04 | 8.04
| Sн. MV, МVА | 25+25 | 9.94 | 1.5 | 120 | 8.44 | 0 | 26.25 | 17.81 |  |  | 1.05 |  | Sн. MV, МVА | 25+25 | 0 | 9.94 | 1.5 | 120 | 8.44 | 0 | 26.25 | 17.81 |  | 110/35/10
| Sн. LV, МVА | 25+25 | 9.69 | 0 | 0 | 9.69 | 0 | 26.25 | 16.56 |  |  | 1.05 |  | Sн. LV, МVА | 25+25 | 0.08 | 9.77 | 0 | 0 | 9.77 | 0 | 26.25 | 16.48
262 | Bogucharskaya | 16+16 | 9.16 | 2 | 120 | 7.16 | 0 | 16.8 | 9.64 | 9.64 |  | 1.05 | 262 | Bogucharskaya | 16+16 | 2.18 | 11.34 | 2 | 120 | 9.34 | 0 | 16.8 | 7.46 | 7.46
| Sн. MV, МVА | 16+16 | 3.65 | 1 | 120 | 2.65 | 0 | 16.8 | 14.15 |  |  | 1.05 |  | Sн. MV, МVА | 16+16 | 0 | 3.65 | 1 | 120 | 2.65 | 0 | 16.8 | 14.15 |  | 110/35/10
| Sн. LV, МVА | 16+16 | 5.51 | 1 | 120 | 4.51 | 0 | 16.8 | 12.29 |  |  | 1.05 |  | Sн. LV, МVА | 16+16 | 2.18 | 7.69 | 1 | 120 | 6.69 | 0 | 16.8 | 10.11
263 | Opornaya | 6,3+6,3 | 1.13 | 1.5 | 120 | -0.37 | 0 | 6.615 | 6.985 | 6.985 |  | 1.05 | 263 | Opornaya | 6,3+6,3 | 1.43 | 2.56 | 1.5 | 120 | 1.06 | 0 | 6.615 | 5.555 | 5.555 | 110/10
264 | Podgornaya CPS | 2,5+2,5 | 0.95 | 1 | 120 | -0.05 | 0 | 2.625 | 2.675 | 2.675 |  | 1.05 | 264 | Podgornaya CPS | 2,5+2,5 | 0.02 | 0.97 | 1 | 120 | -0.03 | 0 | 2.625 | 2.655 | 2.655 | 35/10
265 | Bolshevik CPS | 4+2,5 | 2.24 | 1.5 | 45 | 0.74 | 0 | 2.625 | 1.885 | 1.885 |  | 1.05 | 265 | Bolshevik CPS | 4+2,5 | 0.22 | 2.46 | 1.5 | 45 | 0.96 | 0 | 2.625 | 1.665 | 1.665 | 35/10
266 | Semenovka CPS | 2,5+1,8 | 0.84 | 1 | 80 | -0.16 | 0 | 1.89 | 2.05 | 2.05 |  | 1.05 | 266 | Semenovka CPS | 2,5+1,8 | 0.03 | 0.87 | 1 | 80 | -0.13 | 0 | 1.89 | 2.02 | 2.02 | 35/10
267 | Popasnoe | 4+4 | 0.31 | 1.5 | 120 | -1.19 | 0 | 4.2 | 5.39 | 5.39 |  | 1.05 | 267 | Popasnoe | 4+4 | 0.02 | 0.33 | 1.5 | 120 | -1.17 | 0 | 4.2 | 5.37 | 5.37 | 35/10
268 | N.Kriusha | 2,5+2,5 | 1.05 | 1.5 | 45 | -0.45 | 0 | 2.625 | 3.075 | 3.075 |  | 1.05 | 268 | N.Kriusha | 2,5+2,5 | 0.03 | 1.08 | 1.5 | 45 | -0.42 | 0 | 2.625 | 3.045 | 3.045 | 35/10
269 | N.Melovatka | 2,5+2,5 | 1.49 | 1.5 | 45 | -0.01 | 0 | 2.625 | 2.635 | 2.635 |  | 1.05 | 269 | N.Melovatka | 2,5+2,5 | 0.07 | 1.56 | 1.5 | 45 | 0.06 | 0 | 2.625 | 2.565 | 2.565 | 35/10
270 | Vasilyevka CPS | 4+4 | 0.91 | 1.5 | 120 | -0.59 | 0 | 4.2 | 4.79 | 4.79 |  | 1.05 | 270 | Vasilyevka CPS | 4+4 | 0.06 | 0.97 | 1.5 | 120 | -0.53 | 0 | 4.2 | 4.73 | 4.73 | 35/10
271 | V.Oktyabr | 4+4 | 1.22 | 1.5 | 120 | -0.28 | 0 | 4.2 | 4.48 | 4.48 |  | 1.05 | 271 | V.Oktyabr | 4+4 | 0.19 | 1.41 | 1.5 | 120 | -0.09 | 0 | 4.2 | 4.29 | 4.29 | 35/10
272 | V.Arkhangelskoe | 2,5+2,5 | 0.48 | 1.5 | 45 | -1.02 | 0 | 2.625 | 3.645 | 3.645 |  | 1.05 | 272 | V.Arkhangelskoe | 2,5+2,5 | 0.07 | 0.55 | 1.5 | 45 | -0.95 | 0 | 2.625 | 3.575 | 3.575 | 35/10
273 | Leshchanaya | 2,5+2,5 | 1.63 | 1.5 | 45 | 0.13 | 0 | 2.625 | 2.495 | 2.495 |  | 1.05 | 273 | Leshchanaya | 2,5+2,5 | 0.18 | 1.81 | 1.5 | 45 | 0.31 | 0 | 2.625 | 2.315 | 2.315 | 35/10
274 | Muzhichye | 4+2,5 | 0.53 | 1.5 | 45 | -0.97 | 0 | 2.625 | 3.595 | 3.595 |  | 1.05 | 274 | Muzhichye | 4+2,5 | 0.11 | 0.64 | 1.5 | 45 | -0.86 | 0 | 2.625 | 3.485 | 3.485 | 35/10
275 | Rudnya | 4+4 | 0.44 | 1.5 | 120 | -1.06 | 0 | 4.2 | 5.26 | 5.26 |  | 1.05 | 275 | Rudnya | 4+4 | 0.03 | 0.47 | 1.5 | 120 | -1.03 | 0 | 4.2 | 5.23 | 5.23 | 35/10
276 | St. Melovaya | 4+4 | 0.85 | 0 | 0 | 0.85 | 0 | 4.2 | 3.35 | 3.35 |  | 1.05 | 276 | St. Melovaya | 4+4 | 0.07 | 0.92 | 0 | 0 | 0.92 | 0 | 4.2 | 3.28 | 3.28 | 35/10
277 | St. Kriusha | 2,5+4 | 1.15 | 0 | 0 | 1.15 | 0 | 2.625 | 1.475 | 1.475 |  | 1.05 | 277 | St. Kriusha | 2,5+4 | 0.04 | 1.19 | 0 | 0 | 1.19 | 0 | 2.625 | 1.435 | 1.435 | 35/10
278 | Lozovaya | 4+4 | 0.73 | 0 | 0 | 0.73 | 0 | 4.2 | 3.47 | 3.47 |  | 1.05 | 278 | Lozovaya | 4+4 | 0.3 | 1.03 | 0 | 0 | 1.03 | 0 | 4.2 | 3.17 | 3.17 | 35/10
279 | Pavlovsk-1 | 4+4 | 2.17 | 1 | 120 | 1.17 | 0 | 4.2 | 3.03 | 3.03 |  | 1.05 | 279 | Pavlovsk-1 | 4+4 | 0.23 | 2.4 | 1 | 120 | 1.4 | 0 | 4.2 | 2.8 | 2.8 | 35/10
280 | Losevo CPS | 4+4 | 2.98 | 0 | 0 | 2.98 | 0 | 4.2 | 1.22 | 1.22 |  | 1.05 | 280 | Losevo CPS | 4+4 | 0.05 | 3.03 | 0 | 0 | 3.03 | 0 | 4.2 | 1.17 | 1.17 | 35/10
281 | Gavrilsk | 4+4 | 0.62 | 0 | 0 | 0.62 | 0 | 4.2 | 3.58 | 3.58 |  | 1.05 | 281 | Gavrilsk | 4+4 | 0.03 | 0.65 | 0 | 0 | 0.65 | 0 | 4.2 | 3.55 | 3.55 | 35/10
282 | Pokrovka | 4+2,5 | 0.98 | 0 | 0 | 0.98 | 0 | 2.625 | 1.645 | 1.645 |  | 1.05 | 282 | Pokrovka | 4+2,5 | 0.02 | 1 | 0 | 0 | 1 | 0 | 2.625 | 1.625 | 1.625 | 35/10
283 | Vorontsovka | 4+4 | 2.57 | 1.5 | 120 | 1.07 | 0 | 4.2 | 3.13 | 3.13 |  | 1.05 | 283 | Vorontsovka | 4+4 | 0.62 | 3.19 | 1.5 | 120 | 1.69 | 0 | 4.2 | 2.51 | 2.51 | 35/10
284 | А.Donskaya | 2,5+2,5 | 1.15 | 1.5 | 45 | -0.35 | 0 | 2.625 | 2.975 | 2.975 |  | 1.05 | 284 | А.Donskaya | 2,5+2,5 | 0.06 | 1.21 | 1.5 | 45 | -0.29 | 0 | 2.625 | 2.915 | 2.915 | 35/10
285 | Petrovka | 2,5+4 | 1.54 | 1.5 | 45 | 0.04 | 0 | 2.625 | 2.585 | 2.585 |  | 1.05 | 285 | Petrovka | 2,5+4 | 0.04 | 1.58 | 1.5 | 45 | 0.08 | 0 | 2.625 | 2.545 | 2.545 | 35/10
286 | Monastyrshchina | 4+4 | 0.9 | 1.5 | 120 | -0.6 | 0 | 4.2 | 4.8 | 4.8 |  | 1.05 | 286 | Monastyrshchina | 4+4 | 0.1 | 1 | 1.5 | 120 | -0.5 | 0 | 4.2 | 4.7 | 4.7 | 35/10
287 | Zhuravka | 1,8+2,5 | 0.15 | 0 | 0 | 0.15 | 0 | 1.89 | 1.74 | 1.74 |  | 1.05 | 287 | Zhuravka | 1,8+2,5 | 0 | 0.15 | 0 | 0 | 0.15 | 0 | 1.89 | 1.74 | 1.74 | 35/10
288 | Dyachenkovo | 2,5+2,5 | 1.63 | 1.5 | 45 | 0.13 | 0 | 2.625 | 2.495 | 2.495 |  | 1.05 | 288 | Dyachenkovo | 2,5+2,5 | 0.46 | 2.09 | 1.5 | 45 | 0.59 | 0 | 2.625 | 2.035 | 2.035 | 35/10
289 | Radchenskaya | 1,6+2,5 | 0.74 | 0 | 0 | 0.74 | 0 | 1.68 | 0.94 | 0.94 |  | 1.05 | 289 | Radchenskaya | 1,6+2,5 | 0.2 | 0.94 | 0 | 0 | 0.94 | 0 | 1.68 | 0.74 | 0.74 | 35/10
290 | Rossiya | 4+4 | 1.39 | 1.5 | 120 | -0.11 | 0 | 4.2 | 4.31 | 4.31 |  | 1.05 | 290 | Rossiya | 4+4 | 0.08 | 1.47 | 1.5 | 120 | -0.03 | 0 | 4.2 | 4.23 | 4.23 | 35/10
291 | Pervomayskaya | 4+4 | 0.39 | 1.5 | 120 | -1.11 | 0 | 4.2 | 5.31 | 5.31 |  | 1.05 | 291 | Pervomayskaya | 4+4 | 0.01 | 0.4 | 1.5 | 120 | -1.1 | 0 | 4.2 | 5.3 | 5.3 | 35/10
292 | Podkolodnovka | 2,5+3,2 | 1.09 | 0 | 0 | 1.09 | 0 | 2.625 | 1.535 | 1.535 |  | 1.05 | 292 | Podkolodnovka | 2,5+3,2 | 0.07 | 1.16 | 0 | 0 | 1.16 | 0 | 2.625 | 1.465 | 1.465 | 35/10
293 | Yuzhny | 2,5+2,5 | 0.089683 | 0 | 0 | 0.089683 | 0 | 2.625 | 2.5353 | 2.5353 |  | 1.05 | 293 | Yuzhny | 2,5+2,5 | 0 | 0.089683 | 0 | 0 | 0.089683 | 0 | 2.625 | 2.5353 | 2.5353 | 35/10
| TOTAL: |  | 1314.4787 | [6 empty] | 1074.686 |  |  | 2: TOTAL:; min. 12: 851.3615
| deficit | [8 empty] | 66.08 |  |  | 2: deficit; min. 12: 134.59
| proficit | [8 empty] | 1008.606 |  |  | 2: proficit; min. 12: 716.7715

## Смоленскэнерго
[9 empty] | table 1 | [11 empty] | table 2
No. | Object of main substation, voltage class | Current deficit | [8 empty] | Note | No. | Object of main substation, voltage class | Expected dificit / proficit | [9 empty] | Note
|  | Installed power capacity of transformers Sуst., including their number, pcs/ MVA | Summary total capacity of Central Substation following the results of measurements of load maximum Sмах , MVA | Total capacity redistributed according to operating rules, MVA for the time period |  | Total capacity including re-distribution, MVA | Limiting factors, MVA | Permissible load accounted in the n-1 mode, MVA | Transmission capacity, MVA | Current deficit/ proficit, MVA |  |  |  | Installed power capacity of transformers Sуst., including their number in future subject to fulfillment of technical specifications at TS or other measures on reconstruction of MS pcs/ MVA | Additional capacity according to provided technical specifications at TS, МVА | Expected load of main substation, MVA | Total redistributed capacity in future including fulfillment of measures of technical specifications or other measures relating to reconstruction of network, investment programs etc. |  | Total capacity including re-distribution, MVA | Limiting factors, MVA | Permissible load accounted in the n-1 mode, MVA | Transmission capacity of Main substation, MVA | Expected dificit / proficit, MVA
|  |  |  | МVА | Мin. | [11 empty] | МVА | Мin.
1 | 2 | 3 | 4 | 5 | 6 | 7 | 8 | 9 | 10 | 11 | 12 | 1 | 2 | 3 | 4 | 5 | 6 | 7 | 8 | 9 | 10 | 11 | 12 | 13
One-transformer substations | [11 empty] | 1: One-transformer substations
1 | Gerchiki 35/10 | 2.5 | 0.24 | 0.7 | 24 hours | 0.7 | 0 | 0.7 | 0.46 | 0.46 | opened | 1 | Gerchiki 35/10 | 2.5 | 0.4 | 0.64 | 0.7 | 24 hours | -0.06 | 0 | 0.7 | 0.06 | 0.06 | opened
2 | Verkhovye 35/10 | 4 | 0.59 | 1.36 | 24 hours | 1.36 | 0 | 1.36 | 0.77 | 0.77 | opened | 2 | Verkhovye 35/10 | 4 | 0 | 0.59 | 1.36 | 24 hours | -0.77 | 0 | 1.36 | 0.77 | 0.77 | opened
3 | Neykovo 35/10 | 2.5 | 0.14 | 1.73 | 24 hours | 1.73 | 0 | 1.73 | 1.59 | 1.59 | opened | 3 | Neykovo 35/10 | 2.5 | 0 | 0.14 | 1.73 | 24 hours | -1.59 | 0 | 1.73 | 1.59 | 1.59 | opened
4 | Merlino 110/35/10 | 6.3 | 0.34 | 0.34 | 24 hours | 0.34 | 0 | 0.34 | 0 | 0 | opened | 4 | Merlino 110/35/10 | 6.3 | 0 | 0.34 | 0.34 | 24 hours | 0 | 0 | 0.34 | 0 | 0 | opened
| Nom. capacity MV, МVА | 6.3 | 0.1 | 0.1 | 24 hours | 0.1 | 0 | 0.1 | 0 |  |  |  | Nom. capacity MV, МVА | 6.3 | 0 | 0.1 | 0.1 |  | 0 | 0 | 0.1 | 0
| Nom. capacity LV, МVА | 6.3 | 0.24 | 0.24 | 24 hours | 0.24 | 0 | 0.24 | 0 |  |  |  | Nom. capacity LV, МVА | 6.3 | 0 | 0.24 | 0.24 | 24 hours | 0 | 0 | 0.24 | 0
5 | Belyaevo 35/10 | 1.6 | 0.3 | 2.11 | 24 hours | 2.11 | 0 | 2.11 | 1.81 | 1.81 | opened | 5 | Belyaevo 35/10 | 1.6 | 0 | 0.3 | 2.11 | 24 hours | -1.81 | 0 | 2.11 | 1.81 | 1.81 | opened
6 | Zaozerye 35/10 | 1.6 | 0.17 | 0.85 | 24 hours | 0.85 | 0 | 0.85 | 0.68 | 0.68 | opened | 6 | Zaozerye 35/10 | 1.6 | 0 | 0.17 | 0.85 | 24 hours | -0.68 | 0 | 0.85 | 0.68 | 0.68 | opened
7 | Selezni 35/10 | 2.5 | 0.37 | 2.21 | 24 hours | 2.21 | 0 | 2.21 | 1.84 | 1.84 | opened | 7 | Selezni 35/10 | 2.5 | 0 | 0.37 | 2.21 | 24 hours | -1.84 | 0 | 2.21 | 1.84 | 1.84 | opened
8 | Logovo 110/10 | 6.3 | 0.4 | 1.36 | 24 hours | 1.36 | 0 | 1.36 | 0.96 | 0.96 | opened | 8 | Logovo 110/10 | 6.3 | 0 | 0.4 | 1.36 | 24 hours | -0.96 | 0 | 1.36 | 0.96 | 0.96 | opened
9 | Dubrovka 35/10 | 2.5 | 0.24 | 1.36 | 24 hours | 1.36 | 0 | 1.36 | 1.12 | 1.12 | opened | 9 | Dubrovka 35/10 | 2.5 | 0.1 | 0.34 | 1.36 | 24 hours | -1.02 | 0 | 1.36 | 1.02 | 1.02 | opened
10 | Svistovichi 35/10 | 2.5 | 0.28 | 0.85 | 24 hours | 0.85 | 0 | 0.85 | 0.57 | 0.57 | opened | 10 | Svistovichi 35/10 | 2.5 | 0 | 0.28 | 0.85 | 24 hours | -0.57 | 0 | 0.85 | 0.57 | 0.57 | opened
11 | Elsha 35/10 | 1.6 | 0.09 | 0.85 | 24 hours | 0.85 | 0 | 0.85 | 0.76 | 0.76 | opened | 11 | Elsha 35/10 | 1.6 | 0 | 0.09 | 0.85 | 24 hours | -0.76 | 0 | 0.85 | 0.76 | 0.76 | opened
12 | Sapsho 35/10 | 4 | 0.88 | 2.12 | 24 hours | 2.12 | 0 | 2.12 | 1.24 | 1.24 | opened | 12 | Sapsho 35/10 | 4 | 0.18 | 1.06 | 2.12 | 24 hours | -1.06 | 0 | 2.12 | 1.06 | 1.06 | opened
13 | Divo 110/10 | 2.5 | 0.6 | 0.85 | 24 hours | 0.85 | 0 | 0.85 | 0.25 | 0.25 | opened | 13 | Divo 110/10 | 2.5 | 0.14 | 0.74 | 0.85 | 24 hours | -0.11 | 0 | 0.85 | 0.11 | 0.11 | opened
14 | Vachkovo 35/10 | 2.5 | 0.45 | 1.02 | 24 hours | 1.02 | 0 | 1.02 | 0.57 | 0.57 | opened | 14 | Vachkovo 35/10 | 2.5 | 0 | 0.45 | 1.02 | 24 hours | -0.57 | 0 | 1.02 | 0.57 | 0.57 | opened
15 | Zamoshye 35/10 | 2.5 | 0.07 | 0.68 | 24 hours | 0.68 | 0 | 0.68 | 0.61 | 0.61 | opened | 15 | Zamoshye 35/10 | 2.5 | 0 | 0.07 | 0.68 | 24 hours | -0.61 | 0 | 0.68 | 0.61 | 0.61 | opened
16 | Loino 35/10 | 2.5 | 0.22 | 0.85 | 24 hours | 0.85 | 0 | 0.85 | 0.63 | 0.63 | opened | 16 | Loino 35/10 | 2.5 | 0 | 0.22 | 0.85 | 24 hours | -0.63 | 0 | 0.85 | 0.63 | 0.63 | opened
17 | Rokot 35/10 | 2.5 | 0.29 | 1.3 | 24 hours | 1.3 | 0 | 1.3 | 1.01 | 1.01 | opened | 17 | Rokot 35/10 | 2.5 | 0 | 0.29 | 1.3 | 24 hours | -1.01 | 0 | 1.3 | 1.01 | 1.01 | opened
18 | Nikontsy 35/10 | 2.5 | 0.15 | 0.85 | 24 hours | 0.85 | 0 | 0.85 | 0.7 | 0.7 | opened | 18 | Nikontsy 35/10 | 2.5 | 0 | 0.15 | 0.85 | 24 hours | -0.7 | 0 | 0.85 | 0.7 | 0.7 | opened
19 | Batishchevo 35/10 | 2.5 | 0.09 | 1.73 | 24 hours | 1.73 | 0 | 1.73 | 1.64 | 1.64 | opened | 19 | Batishchevo 35/10 | 2.5 | 0 | 0.09 | 1.73 | 24 hours | -1.64 | 0 | 1.73 | 1.64 | 1.64 | opened
20 | Vasino 35/10 | 2.5 | 0.31 | 0 | 24 hours | 0 | 0 | 0 | -0.31 | -0.31 | closed | 20 | Vasino 35/10 | 2.5 | 0 | 0.31 | 0 | 24 hours | 0.31 | 0 | 0 | -0.31 | -0.31 | closed
21 | Bulgakovo 35/10 | 2.5 | 0.26 | 1.73 | 24 hours | 1.73 | 0 | 1.73 | 1.47 | 1.47 | opened | 21 | Bulgakovo 35/10 | 2.5 | 0 | 0.26 | 1.73 | 24 hours | -1.47 | 0 | 1.73 | 1.47 | 1.47 | opened
22 | Spas-Ugly 35/10 | 1.6 | 0.16 | 0.68 | 24 hours | 0.68 | 0 | 0.68 | 0.52 | 0.52 | opened | 22 | Spas-Ugly 35/10 | 1.6 | 0 | 0.16 | 0.68 | 24 hours | -0.52 | 0 | 0.68 | 0.52 | 0.52 | opened
23 | Tretyakovo 35/10 | 4 | 0.25 | 2.55 | 24 hours | 2.55 | 0 | 2.55 | 2.3 | 2.3 | opened | 23 | Tretyakovo 35/10 | 4 | 0 | 0.25 | 2.55 | 24 hours | -2.3 | 0 | 2.55 | 2.3 | 2.3 | opened
24 | Velisto 35/10 | 2.5 | 0.09 | 1.3 | 24 hours | 1.3 | 0 | 1.3 | 1.21 | 1.21 | opened | 24 | Velisto 35/10 | 2.5 | 0 | 0.09 | 1.3 | 24 hours | -1.21 | 0 | 1.3 | 1.21 | 1.21 | opened
25 | Baturino 35/10 | 1.6 | 0.1 | 0.85 | 24 hours | 0.85 | 0 | 0.85 | 0.75 | 0.75 | opened | 25 | Baturino 35/10 | 1.6 | 0.18 | 0.28 | 0.85 | 24 hours | -0.57 | 0 | 0.85 | 0.57 | 0.57 | opened
26 | Pechatniki 35/10 | 2.5 | 0.34 | 3.46 | 24 hours | 3.46 | 0 | 3.46 | 3.12 | 3.12 | opened | 26 | Pechatniki 35/10 | 2.5 | 0 | 0.34 | 3.46 | 24 hours | -3.12 | 0 | 3.46 | 3.12 | 3.12 | opened
27 | Garistovo 35/10 | 1.6 | 0.18 | 0.85 | 24 hours | 0.85 | 0 | 0.85 | 0.67 | 0.67 | opened | 27 | Garistovo 35/10 | 1.6 | 0 | 0.18 | 0.85 | 24 hours | -0.67 | 0 | 0.85 | 0.67 | 0.67 | opened
28 | Bezzaboty 35/10 | 2.5 | 0.09 | 1.73 | 24 hours | 1.73 | 0 | 1.73 | 1.64 | 1.64 | opened | 28 | Bezzaboty 35/10 | 2.5 | 0 | 0.09 | 1.73 | 24 hours | -1.64 | 0 | 1.73 | 1.64 | 1.64 | opened
29 | Vysokoe 35/10 | 2.5 | 0.2 | 2.55 | 24 hours | 2.55 | 0 | 2.55 | 2.35 | 2.35 | opened | 29 | Vysokoe 35/10 | 2.5 | 0 | 0.2 | 2.55 | 24 hours | -2.35 | 0 | 2.55 | 2.35 | 2.35 | opened
30 | Zaytsevo 35/10 | 1.6 | 0.35 | 0.85 | 24 hours | 0.85 | 0 | 0.85 | 0.5 | 0.5 | opened | 30 | Zaytsevo 35/10 | 1.6 | 0 | 0.35 | 0.85 | 24 hours | -0.5 | 0 | 0.85 | 0.5 | 0.5 | opened
31 | Saveevo 35/10 | 2.5 | 0.46 | 0.85 | 24 hours | 0.85 | 0 | 0.85 | 0.39 | 0.39 | opened | 31 | Saveevo 35/10 | 2.5 | 0 | 0.46 | 0.85 | 24 hours | -0.39 | 0 | 0.85 | 0.39 | 0.39 | opened
32 | Gorenovo 35/10 | 1.6 | 0.26 | 2.55 | 24 hours | 2.55 | 0 | 2.55 | 2.29 | 2.29 | opened | 32 | Gorenovo 35/10 | 1.6 | 0 | 0.26 | 2.55 | 24 hours | -2.29 | 0 | 2.55 | 2.29 | 2.29 | opened
33 | Shpunty 35/10 | 2.5 | 0.23 | 0.85 | 24 hours | 0.85 | 0 | 0.85 | 0.62 | 0.62 | opened | 33 | Shpunty 35/10 | 2.5 | 0.42 | 0.65 | 0.85 | 24 hours | -0.2 | 0 | 0.85 | 0.2 | 0.2 | opened
34 | Kadino 35/10 | 2.5 | 0.2 | 1.73 | 24 hours | 1.73 | 0 | 1.73 | 1.53 | 1.53 | opened | 34 | Kadino 35/10 | 2.5 | 0 | 0.2 | 1.73 | 24 hours | -1.53 | 0 | 1.73 | 1.53 | 1.53 | opened
35 | Стегримово 35/10 | 2.5 | 0.08 | 2.89 | 24 hours | 2.89 | 0 | 2.89 | 2.81 | 2.81 | opened | 35 | Стегримово 35/10 | 2.5 | 0 | 0.08 | 2.89 | 24 hours | -2.81 | 0 | 2.89 | 2.81 | 2.81 | opened
36 | Zhukovo 35/10 | 2.5 | 0.2 | 1.73 | 24 hours | 1.73 | 0 | 1.73 | 1.53 | 1.53 | opened | 36 | Zhukovo 35/10 | 2.5 | 0 | 0.2 | 1.73 | 24 hours | -1.53 | 0 | 1.73 | 1.53 | 1.53 | opened
37 | Mikshino 35/10 | 2.5 | 0.13 | 1.73 | 24 hours | 1.73 | 0 | 1.73 | 1.6 | 1.6 | opened | 37 | Mikshino 35/10 | 2.5 | 0 | 0.13 | 1.73 | 24 hours | -1.6 | 0 | 1.73 | 1.6 | 1.6 | opened
38 | Petrovichi 35/10 | 2.5 | 0.18 | 2.55 | 24 hours | 2.55 | 0 | 2.55 | 2.37 | 2.37 | opened | 38 | Petrovichi 35/10 | 2.5 | 0 | 0.18 | 2.55 | 24 hours | -2.37 | 0 | 2.55 | 2.37 | 2.37 | opened
39 | Mikulichi 35/10 | 2.5 | 0.51 | 4.59 | 24 hours | 4.59 | 0 | 4.59 | 4.08 | 4.08 | opened | 39 | Mikulichi 35/10 | 2.5 | 0.07 | 0.58 | 4.59 | 24 hours | -4.01 | 0 | 4.59 | 4.01 | 4.01 | opened
40 | Nedeykovichi 35/10 | 2.5 | 0.22 | 0.85 | 24 hours | 0.85 | 0 | 0.85 | 0.63 | 0.63 | opened | 40 | Nedeykovichi 35/10 | 2.5 | 0 | 0.22 | 0.85 | 24 hours | -0.63 | 0 | 0.85 | 0.63 | 0.63 | opened
41 | Posyolki 110/35/10 | 6.3 | 0.71 | 0.94 | 24 hours | 0.94 | 0 | 0.94 | 0.23 | 0.23 | opened | 41 | Posyolki 110/35/10 | 6.3 | 0 | 0.71 | 0.94 | 24 hours | -0.23 | 0 | 0.94 | 0.23 | 0.23 | opened
42 | Kuzmichi 35/10 | 2.5 | 0.34 | 1.73 | 24 hours | 1.73 | 0 | 1.73 | 1.39 | 1.39 | opened | 42 | Kuzmichi 35/10 | 2.5 | 0 | 0.34 | 1.73 | 24 hours | -1.39 | 0 | 1.73 | 1.39 | 1.39 | opened
43 | Maksheevo 110/10 | 6.3 | 0.41 | 2.55 | 24 hours | 2.55 | 0 | 2.55 | 2.14 | 2.14 | opened | 43 | Maksheevo 110/10 | 6.3 | 0 | 0.41 | 2.55 | 24 hours | -2.14 | 0 | 2.55 | 2.14 | 2.14 | opened
44 | Putkovo 35/10 | 1.8 | 0.23 | 0.85 | 24 hours | 0.85 | 0 | 0.85 | 0.62 | 0.62 | opened | 44 | Putkovo 35/10 | 1.8 | 0.06 | 0.29 | 0.85 | 24 hours | -0.56 | 0 | 0.85 | 0.56 | 0.56 | opened
45 | Uspenskoe 35/10 | 2.5 | 0.49 | 2.55 | 24 hours | 2.55 | 0 | 2.55 | 2.06 | 2.06 | opened | 45 | Uspenskoe 35/10 | 2.5 | 0 | 0.49 | 2.55 | 24 hours | -2.06 | 0 | 2.55 | 2.06 | 2.06 | opened
46 | Kalpita 35/10 | 1.6 | 0.06 | 0.85 | 24 hours | 0.85 | 0 | 0.85 | 0.79 | 0.79 | opened | 46 | Kalpita 35/10 | 1.6 | 0 | 0.06 | 0.85 | 24 hours | -0.79 | 0 | 0.85 | 0.79 | 0.79 | opened
47 | Kasnya 110/10 | 2.5 | 0.32 | 3.46 | 24 hours | 3.46 | 0 | 3.46 | 3.14 | 3.14 | opened | 47 | Kasnya 110/10 | 2.5 | 0 | 0.32 | 3.46 | 24 hours | -3.14 | 0 | 3.46 | 3.14 | 3.14 | opened
48 | Akatovo 35/10 | 1.6 | 1.01 | 2.89 | 24 hours | 2.89 | 0 | 2.89 | 1.88 | 1.88 | opened | 48 | Akatovo 35/10 | 1.6 | 1.2 | 2.21 | 2.89 | 24 hours | -0.68 | 0 | 2.89 | 0.68 | 0.68 | opened
49 | Gorki 35/10 | 1.6 | 0.18 | 0.68 | 24 hours | 0.68 | 0 | 0.68 | 0.5 | 0.5 | opened | 49 | Gorki 35/10 | 1.6 | 0 | 0.18 | 0.68 | 24 hours | -0.5 | 0 | 0.68 | 0.5 | 0.5 | opened
50 | Druzhba 35/10 | 2.5 | 0.79 | 0.85 | 24 hours | 0.85 | 0 | 0.85 | 0.06 | 0.06 | opened | 50 | Druzhba 35/10 | 2.5 | 0 | 0.79 | 0.85 | 24 hours | -0.06 | 0 | 0.85 | 0.06 | 0.06 | opened
51 | NS-21 110/10 | 16 | 0 | 0 | 24 hours | 0 | 0 | 0 | 0 | 0 | opened | 51 | NS-21 110/10 | 16 | 0 | 0 | 0 | 24 hours | 0 | 0 | 0 | 0 | 0 | opened
52 | NS-22 110/35/10 | 25 | 2.09 | 2.09 | 24 hours | 2.09 | 0 | 2.09 | 0 | 0 | opened | 52 | NS-22 110/35/10 | 25 | 1.32 | 3.41 | 3.41 | 24 hours | 0 | 0 | 3.41 | 0 | 0 | opened
| Nom. capacity MV, МVА | 25 | 2.09 | 2.09 | 24 hours | 2.09 | 0 | 2.09 | 0 |  |  |  | Nom. capacity MV, МVА | 25 | 1.32 | 3.41 | 3.41 | 24 hours | 0 | 0 | 3.41 | 0
| Nom. capacity LV, МVА | 25 | 0 | 0 | 24 hours | 0 | 0 | 0 | 0 |  |  |  | Nom. capacity LV, МVА | 25 | 0 | 0 | 0 | 24 hours | 0 | 0 | 0 | 0
53 | Shuyskoe 35/10 | 2.5 | 0.47 | 3.46 | 24 hours | 3.46 | 0 | 3.46 | 2.99 | 2.99 | opened | 53 | Shuyskoe 35/10 | 2.5 | 0.05 | 0.52 | 3.46 | 24 hours | -2.94 | 0 | 3.46 | 2.94 | 2.94 | opened
54 | Torbeevo 110/10 | 6.3 | 0.35 | 2.89 | 24 hours | 2.89 | 0 | 2.89 | 2.54 | 2.54 | opened | 54 | Torbeevo 110/10 | 6.3 | 0.08 | 0.43 | 2.89 | 24 hours | -2.46 | 0 | 2.89 | 2.46 | 2.46 | opened
55 | Leuzdovo 35/10 | 1 | 0.12 | 0.68 | 24 hours | 0.68 | 0 | 0.68 | 0.56 | 0.56 | opened | 55 | Leuzdovo 35/10 | 1 | 0.3 | 0.42 | 0.68 | 24 hours | -0.26 | 0 | 0.68 | 0.26 | 0.26 | opened
56 | Maltsevo 35/10 | 2.5 | 0.17 | 1.73 | 24 hours | 1.73 | 0 | 1.73 | 1.56 | 1.56 | opened | 56 | Maltsevo 35/10 | 2.5 | 0.01 | 0.18 | 1.73 | 24 hours | -1.55 | 0 | 1.73 | 1.55 | 1.55 | opened
57 | Avrora 35/10 | 2.5 | 0.09 | 0.68 | 24 hours | 0.68 | 0 | 0.68 | 0.59 | 0.59 | opened | 57 | Avrora 35/10 | 2.5 | 2.77 | 2.86 | 0.68 | 24 hours | 2.18 | 0 | 0.68 | -2.18 | -2.18 | closed
58 | Bekhteevo 35/10 | 2.5 | 0.08 | 0.68 | 24 hours | 0.68 | 0 | 0.68 | 0.6 | 0.6 | opened | 58 | Bekhteevo 35/10 | 2.5 | 0.07 | 0.15 | 0.68 | 24 hours | -0.53 | 0 | 0.68 | 0.53 | 0.53 | opened
59 | Sereda 35/10 | 2.5 | 0.38 | 0.68 | 24 hours | 0.68 | 0 | 0.68 | 0.3 | 0.3 | opened | 59 | Sereda 35/10 | 2.5 | 0 | 0.38 | 0.68 | 24 hours | -0.3 | 0 | 0.68 | 0.3 | 0.3 | opened
60 | Mikhali 35/10 | 2.5 | 0.06 | 0.85 | 24 hours | 0.85 | 0 | 0.85 | 0.79 | 0.79 | opened | 60 | Mikhali 35/10 | 2.5 | 0 | 0.06 | 0.85 | 24 hours | -0.79 | 0 | 0.85 | 0.79 | 0.79 | opened
61 | Mytishino 35/10 | 1.6 | 0.06 | 0 | 24 hours | 0 | 0 | 0 | -0.06 | -0.06 | closed | 61 | Mytishino 35/10 | 1.6 | 0 | 0.06 | 0 | 24 hours | 0.06 | 0 | 0 | -0.06 | -0.06 | closed
62 | Zakharyevskoe 35/10 | 1.6 | 0.19 | 0.85 | 24 hours | 0.85 | 0 | 0.85 | 0.66 | 0.66 | opened | 62 | Zakharyevskoe 35/10 | 1.6 | 0 | 0.19 | 0.85 | 24 hours | -0.66 | 0 | 0.85 | 0.66 | 0.66 | opened
63 | Kholm 35/10 | 1.6 | 0.05 | 0.85 | 24 hours | 0.85 | 0 | 0.85 | 0.8 | 0.8 | opened | 63 | Kholm 35/10 | 1.6 | 0 | 0.05 | 0.85 | 24 hours | -0.8 | 0 | 0.85 | 0.8 | 0.8 | opened
64 | Baskakovka 35/10 | 4 | 0.21 | 1.73 | 24 hours | 1.73 | 0 | 1.73 | 1.52 | 1.52 | opened | 64 | Baskakovka 35/10 | 4 | 0 | 0.21 | 1.73 | 24 hours | -1.52 | 0 | 1.73 | 1.52 | 1.52 | opened
65 | Ekimtsevo 110/10 | 2.5 | 0.36 | 1.73 | 24 hours | 1.73 | 0 | 1.73 | 1.37 | 1.37 | opened | 65 | Ekimtsevo 110/10 | 2.5 | 0 | 0.36 | 1.73 | 24 hours | -1.37 | 0 | 1.73 | 1.37 | 1.37 | opened
Two-transformer substations | [11 empty] | 1: Two-transformer substations
66 | Smolensk 1 (FPC) 110/35/6 | 40+40 | 41.67 | 5.68 | 120 | 35.99 | 0 | 42 | 6.01 | 6.01 | opened | 66 | Smolensk 1 (FPC) 110/35/6 | 40+40 | 14.52 | 56.19 | 11.56 | 120 | 44.63 | 0 | 42 | -2.63 | -2.63 | closed
| Nom. capavity MV, МVА | 40+40 | 4.9 | 3.76 |  | 1.14 | 0 | 42 | 40.86 |  |  |  | Nom. capavity MV, МVА | 40+40 | 4.74 | 9.64 | 9.64 |  | 0 | 0 | 42 | 42
| Nom. capacity LV, МVА | 40+40 | 36.77 | 1.92 | 120 | 34.85 | 0 | 42 | 7.15 |  |  |  | Nom. capacity LV, МVА | 40+40 | 9.78 | 46.55 | 1.92 | 120 | 44.63 | 0 | 42 | -2.63
67 | Water intake 35/6 | 4+4 | 2.93 | 1.2 | 120 | 1.73 | 0 | 4.2 | 2.47 | 2.47 | opened | 67 | Water intake 35/6 | 4+4 | 2.11 | 5.04 | 1.2 | 120 | 3.84 | 0 | 4.2 | 0.36 | 0.36 | opened
68 | Tychinino 35/10 | 4+4 | 1.1 | 0.91 | 120 | 0.19 | 0 | 4.2 | 4.01 | 4.01 | opened | 68 | Tychinino 35/10 | 4+4 | 0.13 | 1.23 | 0.91 | 120 | 0.32 | 0 | 4.2 | 3.88 | 3.88 | opened
69 | Ryabtsevo 35/10 | 4+4 | 2.4 | 0 | 120 | 2.4 | 0 | 4.2 | 1.8 | 1.8 | opened | 69 | Ryabtsevo 35/10 | 4+4 | 2.5 | 4.9 | 0 | 120 | 4.9 | 0 | 4.2 | -0.7 | -0.7 | closed
70 | Smolensk 2 110/6 | 40+40 | 16.21 | 6.41 | 120 | 9.8 | 0 | 42 | 32.2 | 32.2 | opened | 70 | Smolensk 2 110/6 | 40+40 | 1.42 | 17.63 | 6.41 | 120 | 11.22 | 0 | 42 | 30.78 | 30.78 | opened
71 | Vostochnaya 110/6 | 25+16 | 5.71 | 0 | 120 | 5.71 | 0 | 16.8 | 11.09 | 11.09 | opened | 71 | Vostochnaya 110/6 | 25+16 | 1.45 | 7.16 | 0 | 120 | 7.16 | 0 | 16.8 | 9.64 | 9.64 | opened
72 | Diffuzion 110/6 | 25+25 | 14.69 | 1.06 | 120 | 13.63 | 0 | 26.25 | 12.62 | 12.62 | opened | 72 | Diffuzion 110/6 | 25+25 | 16.3 | 30.99 | 1.06 | 120 | 29.93 | 0 | 26.25 | -3.68 | -3.68 | closed
73 | Zavodskaya 110/35/10 | 16+16 | 17.31 | 17.07 | 120 | 0.24 | 0 | 16.8 | 16.56 | 13.12 | opened | 73 | Zavodskaya 110/35/10 | 16+16 | 14.31 | 31.62 | 22.84 | 120 | 8.78 | 0 | 16.8 | 8.02 | 8.02 | opened
| Nom. capacity MV, МVА | 16+16 | 15.1 | 11.42 |  | 3.68 | 0 | 16.8 | 13.12 |  |  |  | Nom. capacity MV, МVА | 16+16 | 2.09 | 17.19 | 17.19 |  | 0 | 0 | 16.8 | 16.8
| Nom. capacity LV, МVА | 16+16 | 2.21 | 5.65 | 120 | -3.44 | 0 | 16.8 | 20.24 |  |  |  | Nom. capacity LV, МVА | 16+16 | 12.22 | 14.43 | 5.65 | 120 | 8.78 | 0 | 16.8 | 8.02
74 | Yasennaya 35/6 | 10+10 | 8.98 | 0 | 120 | 8.98 | 0 | 10.5 | 1.52 | 1.52 | opened | 74 | Yasennaya 35/6 | 10+10 | 1.06 | 10.04 | 0 | 120 | 10.04 | 0 | 10.5 | 0.46 | 0.46 | opened
75 | Gnezodovo 35/6 | 7,5+7,5 | 4.32 | 0.42 | 120 | 3.9 | 0 | 7.875 | 3.975 | 3.975 | opened | 75 | Gnezodovo 35/6 | 7,5+7,5 | 1.2 | 5.52 | 0.42 | 120 | 5.1 | 0 | 7.875 | 2.775 | 2.775 | opened
76 | Zapadnaya 110/6 | 25+16 | 13.58 | 0.63 | 120 | 12.95 | 0 | 16.8 | 3.85 | 3.85 | opened | 76 | Zapadnaya 110/6 | 25+16 | 7.79 | 21.37 | 0.63 | 120 | 20.74 | 0 | 16.8 | -3.94 | -3.94 | closed
77 | Katyn 2 110/35/10 | 10+16 | 4.58 | 2.59 | 120 | 1.99 | 0 | 10.5 | 8.51 | 8.51 | opened | 77 | Katyn 2 110/35/10 | 10+16 | 10.67 | 15.25 | 8.35 | 120 | 6.9 | 0 | 10.5 | 3.6 | 3.6 | opened
| Nom. capacity MV, МVА | 10+16 | 2.59 | 2.59 |  | 0 | 0 | 10.5 | 10.5 |  |  |  | Nom. capacity MV, МVА | 10+16 | 5.76 | 8.35 | 8.35 |  | 0 | 0 | 10.5 | 10.5
| Nom. capacity LV, МVА | 10+16 | 1.99 | 0 | 120 | 1.99 | 0 | 10.5 | 8.51 |  |  |  | Nom. capacity LV, МVА | 10+16 | 4.91 | 6.9 | 0 | 120 | 6.9 | 0 | 10.5 | 3.6
78 | Katyn 1 35/10 | 4+4 | 1.57 | 0.05 | 120 | 1.52 | 0 | 4.2 | 2.68 | 2.68 | opened | 78 | Katyn 1 35/10 | 4+4 | 3.1 | 4.67 | 0.05 | 120 | 4.62 | 0 | 4.2 | -0.42 | -0.42 | closed
79 | Lubnya 35/10 | 4+4 | 1.33 | 0.13 | 120 | 1.2 | 0 | 4.2 | 3 | 3 | opened | 79 | Lubnya 35/10 | 4+4 | 2.26 | 3.59 | 0.13 | 120 | 3.46 | 0 | 4.2 | 0.74 | 0.74 | opened
80 | Kozino 110/35/10 | 10+10 | 8.41 | 6.51 | 120 | 1.9 | 0 | 10.5 | 8.6 | 8.6 | opened | 80 | Kozino 110/35/10 | 10+10 | 13.75 | 22.16 | 1.03 | 120 | 21.13 | 0 | 10.5 | -10.63 | -10.63 | closed
| Nom. capacity MV, МVА | 10+10 | 6.5 | 6.5 |  | 0 | 0 | 10.5 | 10.5 |  |  |  | Nom. capacity MV, МVА | 10+10 | 11.67 | 18.17 | 1.02 |  | 17.15 | 0 | 10.5 | -6.65
| Nom. capacity LV, МVА | 10+10 | 1.91 | 0.01 | 120 | 1.9 | 0 | 10.5 | 8.6 |  |  |  | Nom. capacity LV, МVА | 10+10 | 2.08 | 3.99 | 0.01 | 120 | 3.98 | 0 | 10.5 | 6.52
81 | Odintsovo 35/10 | 6,3+6,3 | 4.55 | 2.15 | 120 | 2.4 | 0 | 6.615 | 4.215 | 4.215 | opened | 81 | Odintsovo 35/10 | 6,3+6,3 | 10.76 | 15.31 | 2.15 | 120 | 13.16 | 0 | 6.615 | -6.545 | -6.545 | closed
82 | Trudilovo 35/10 | 2,5+2,5 | 1.29 | 0.08 | 120 | 1.21 | 0 | 2.625 | 1.415 | 1.415 | opened | 82 | Trudilovo 35/10 | 2,5+2,5 | 0.78 | 2.07 | 0.08 | 120 | 1.99 | 0 | 2.625 | 0.635 | 0.635 | opened
83 | KS-3 SSNo.2 110/10 | 40+40 | 0 | 0 |  | 0 | 0 | 42 | 42 | 42 | opened | 83 | KS-3 SSNo.2 110/10 | 40+40 | 0 | 0 | 0 |  | 0 | 0 | 42 | 42 | 42 | opened
84 | Pronino 110/35/6 | 10+10 | 6.24 | 4.67 | 120 | 1.57 | 0 | 10.5 | 8.93 | 8.93 | opened | 84 | Pronino 110/35/6 | 10+10 | 2.06 | 8.3 | 6.67 | 120 | 1.63 | 0 | 10.5 | 8.87 | 8.87 | opened
| Nom. capacity MV, МVА | 10+10 | 3.48 | 3.48 |  | 0 | 0 | 10.5 | 10.5 |  |  |  | Nom. capacity MV, МVА | 10+10 | 2 | 5.48 | 5.48 |  | 0 | 0 | 10.5 | 10.5
| Nom. capacity LV, МVА | 10+10 | 2.76 | 1.19 | 120 | 1.57 | 0 | 10.5 | 8.93 |  |  |  | Nom. capacity LV, МVА | 10+10 | 0.06 | 2.82 | 1.19 | 120 | 1.63 | 0 | 10.5 | 8.87
85 | Olsha 35/10 | 2,5+2,5 | 0.92 | 0 | 120 | 0.92 | 0 | 2.625 | 1.705 | 1.705 | opened | 85 | Olsha 35/10 | 2,5+2,5 | 1.7 | 2.62 | 0 | 120 | 2.62 | 0 | 2.625 | 0.005 | 0.005 | opened
86 | Krasny bor 35/6 | 4+4 | 2.58 | 0 | 120 | 2.58 | 0 | 4.2 | 1.62 | 1.62 | opened | 86 | Krasny bor 35/6 | 4+4 | 0.54 | 3.12 | 0 | 120 | 3.12 | 0 | 4.2 | 1.08 | 1.08 | opened
87 | Severnaya 110/35/6 | 25+25 | 17.69 | 6.13 | 120 | 11.56 | 0 | 26.25 | 14.69 | 14.69 | opened | 87 | Severnaya 110/35/6 | 25+25 | 6.29 | 23.98 | 10.49 | 120 | 13.49 | 0 | 26.25 | 12.76 | 12.76 | opened
| Nom. capacity MV, МVА | 25+25 | 3.54 | 3.54 |  | 0 | 0 | 26.25 | 26.25 |  |  |  | Nom. capacity MV, МVА | 25+25 | 4.36 | 7.9 | 7.9 |  | 0 | 0 | 26.25 | 26.25
| Nom. capacity LV, МVА | 25+25 | 14.15 | 2.59 | 120 | 11.56 | 0 | 26.25 | 14.69 |  |  |  | Nom. capacity LV, МVА | 25+25 | 1.93 | 16.08 | 2.59 | 120 | 13.49 | 0 | 26.25 | 12.76
88 | Peсhersk 35/6 | 4+4 | 2.59 | 0.34 | 120 | 2.25 | 0 | 4.2 | 1.95 | 1.95 | opened | 88 | Peсhersk 35/6 | 4+4 | 3.72 | 6.31 | 0.34 | 120 | 5.97 | 0 | 4.2 | -1.77 | -1.77 | closed
89 | Kolodnya 35/6 | 6,3+4 | 2.56 | 0 | 120 | 2.56 | 0 | 4.2 | 1.64 | 1.64 | opened | 89 | Kolodnya 35/6 | 6,3+4 | 0.85 | 3.41 | 0 | 120 | 3.41 | 0 | 4.2 | 0.79 | 0.79 | opened
90 | Tsentralnaya 110/10/6 | 25+25 | 20.83 | 5.76 | 120 | 15.07 | 0 | 26.25 | 11.18 | 11.18 | opened | 90 | Tsentralnaya 110/10/6 | 25+25 | 3.15 | 23.98 | 7.85 | 120 | 16.13 | 0 | 26.25 | 10.12 | 10.12 | opened
| Nom. capacity MV, МVА | 25+25 | 0 | 0 |  | 0 | 0 | 26.25 | 26.25 |  |  |  | Nom. capacity MV, МVА | 25+25 | 2.09 | 2.09 | 2.09 |  | 0 | 0 | 26.25 | 26.25
| Nom. capacity LV, МVА | 25+25 | 20.83 | 5.76 | 120 | 15.07 | 0 | 26.25 | 11.18 |  |  |  | Nom. capacity LV, МVА | 25+25 | 1.06 | 21.89 | 5.76 | 120 | 16.13 | 0 | 26.25 | 10.12
91 | Chernushki 110/10/6 | 25+25 | 18.02 | 2.12 | 120 | 15.9 | 0 | 26.25 | 10.35 | 10.35 | opened | 91 | Chernushki 110/10/6 | 25+25 | 16.1 | 34.12 | 2.12 | 120 | 32 | 0 | 26.25 | -5.75 | -5.75 | closed
| Nom. capacity MV, МVА | 25+25 | 6.43 | 0 |  | 6.43 | 0 | 26.25 | 19.82 |  |  |  | Nom. capacity MV, МVА | 25+25 | 5.92 | 12.35 | 0 |  | 12.35 | 0 | 26.25 | 13.9
| Nom. Capacity LV, МVА | 25+25 | 11.59 | 2.12 | 120 | 9.47 | 0 | 26.25 | 16.78 |  |  |  | Nom. Capacity LV, МVА | 25+25 | 10.18 | 21.77 | 2.12 | 120 | 19.65 | 0 | 26.25 | 6.6
92 | Yuzhnaya 110/35/6 | 40+40 | 32.46 | 7.03 | 120 | 25.43 | 0 | 42 | 16.57 | 16.57 | opened | 92 | Yuzhnaya 110/35/6 | 40+40 | 21.21 | 53.67 | 9.71 | 120 | 43.96 | 0 | 42 | -1.96 | -1.96 | closed
| Nom. capacity MV, МVА | 40+40 | 1.31 | 1.31 |  | 0 | 0 | 42 | 42 |  |  |  | Nom. capacity MV, МVА | 40+40 | 2.68 | 3.99 | 3.99 |  | 0 | 0 | 42 | 42
| Nom. capacity LV, МVА | 40+40 | 31.15 | 5.72 | 120 | 25.43 | 0 | 42 | 16.57 |  |  |  | Nom. capacity LV, МVА | 40+40 | 18.52 | 49.67 | 5.72 | 120 | 43.95 | 0 | 42 | -1.95
93 | Karyernaya 110/35/6 | 16+16 | 3.21 | 2.39 | 120 | 0.82 | 0 | 16.8 | 15.98 | 15.98 | opened | 93 | Karyernaya 110/35/6 | 16+16 | 4.45 | 7.66 | 5.39 | 120 | 2.27 | 0 | 16.8 | 14.53 | 14.53 | opened
| Nom. capacity MV, МВА | 16+16 | 2.39 | 2.39 |  | 0 | 0 | 16.8 | 16.8 |  |  |  | Nom. capacity MV, МВА | 16+16 | 3 | 5.39 | 5.39 |  | 0 | 0 | 16.8 | 16.8
| Nom. capacity LV, МVА | 16+16 | 0.82 | 0 | 120 | 0.82 | 0 | 16.8 | 15.98 |  |  |  | Nom. capacity LV, МVА | 16+16 | 1.45 | 2.27 | 0 | 120 | 2.27 | 0 | 16.8 | 14.53
94 | Koshchino 35/10 | 4+4 | 0.87 | 0.11 | 120 | 0.76 | 0 | 4.2 | 3.44 | 3.44 | opened | 94 | Koshchino 35/10 | 4+4 | 0.02 | 0.89 | 0.11 | 120 | 0.78 | 0 | 4.2 | 3.42 | 3.42 | opened
95 | Kommunar 35/10 | 2,5+2,5 | 0.67 | 0.03 | 120 | 0.64 | 0 | 2.625 | 1.985 | 1.985 | opened | 95 | Kommunar 35/10 | 2,5+2,5 | 0 | 0.67 | 0.03 | 120 | 0.64 | 0 | 2.625 | 1.985 | 1.985 | opened
96 | Kasplya 110/35/10 | 10+10 | 3.4 | 3.07 | 120 | 0.33 | 0 | 10.5 | 10.17 | 10.17 | opened | 96 | Kasplya 110/35/10 | 10+10 | 5.48 | 8.88 | 7.83 | 120 | 1.05 | 0 | 10.5 | 9.45 | 9.44 | opened
| Nom. capacity MV, МVА | 10+10 | 2.21 | 2.21 |  | 0 | 0 | 10.5 | 10.5 |  |  |  | Nom. capacity MV, МVА | 10+10 | 4.76 | 6.97 | 6.97 |  | 0 | 0 | 10.5 | 10.5
| Nom. capacity LV, МVА | 10+10 | 1.19 | 0.86 | 120 | 0.33 | 0 | 10.5 | 10.17 |  |  |  | Nom. capacity LV, МVА | 10+10 | 0.73 | 1.92 | 0.86 | 120 | 1.06 | 0 | 10.5 | 9.44
97 | Apolye 35/10 | 2,5+2,5 | 0.79 | 0.17 | 120 | 0.62 | 0 | 2.625 | 2.005 | 2.005 | opened | 97 | Apolye 35/10 | 2,5+2,5 | 0.02 | 0.81 | 0.17 | 120 | 0.64 | 0 | 2.625 | 1.985 | 1.985 | opened
98 | Zhukovskaya 35/10 | 4+4 | 1.4 | 0.19 | 120 | 1.21 | 0 | 4.2 | 2.99 | 2.99 | opened | 98 | Zhukovskaya 35/10 | 4+4 | 3.29 | 4.69 | 0.19 | 120 | 4.5 | 0 | 4.2 | -0.3 | -0.3 | closed
99 | Mazaltsevo 110/35/10 | 10+10 | 2.59 | 2.16 | 120 | 0.43 | 0 | 10.5 | 10.07 | 10.07 | opened | 99 | Mazaltsevo 110/35/10 | 10+10 | 7.26 | 9.85 | 8.35 | 120 | 1.5 | 0 | 10.5 | 9 | 9 | opened
| Nom. capacity MV, МVА | 10+10 | 1.9 | 1.9 |  | 0 | 0 | 10.5 | 10.5 |  |  |  | Nom. capacity MV, МVА | 10+10 | 6.19 | 8.09 | 8.09 |  | 0 | 0 | 10.5 | 10.5
| Nom. capacity LV, МVА | 10+10 | 0.69 | 0.26 | 120 | 0.43 | 0 | 10.5 | 10.07 |  |  |  | Nom. capacity LV, МVА | 10+10 | 1.07 | 1.76 | 0.26 | 120 | 1.5 | 0 | 10.5 | 9
100 | Petrishchevo 35/10 | 1,6+2,5 | 0.3 | 0.01 | 120 | 0.29 | 0 | 1.68 | 1.39 | 1.39 | opened | 100 | Petrishchevo 35/10 | 1,6+2,5 | 0 | 0.3 | 0.01 | 120 | 0.29 | 0 | 1.68 | 1.39 | 1.39 | opened
101 | Krasny 110/35/10 | 10+10 | 4.22 | 2.26 | 120 | 1.96 | 0 | 10.5 | 8.54 | 8.54 | opened | 101 | Krasny 110/35/10 | 10+10 | 3.37 | 7.59 | 3.43 | 120 | 4.16 | 0 | 10.5 | 6.34 | 6.34 | opened
| Nom. capacity MV, МVА | 10+10 | 1.8 | 1.8 |  | 0 | 0 | 10.5 | 10.5 |  |  |  | Nom. capacity MV, МVА | 10+10 | 1.17 | 2.97 | 2.97 |  | 0 | 0 | 10.5 | 10.5
| Nom. capacity LV, МVА | 10+10 | 2.42 | 0.46 | 120 | 1.96 | 0 | 10.5 | 8.54 |  |  |  | Nom. capacity LV, МVА | 10+10 | 2.2 | 4.62 | 0.46 | 120 | 4.16 | 0 | 10.5 | 6.34
102 | Voloelovo 35/10 | 2,5+2,5 | 0.04 | 0.01 | 120 | 0.03 | 0 | 2.625 | 2.595 | 2.595 | opened | 102 | Voloelovo 35/10 | 2,5+2,5 | 0 | 0.04 | 0.01 | 120 | 0.03 | 0 | 2.625 | 2.595 | 2.595 | opened
103 | Kryukovo 35/10 | 2,5+2,5 | 0.12 | 0.26 | 120 | -0.14 | 0 | 2.625 | 2.765 | 2.765 | opened | 103 | Kryukovo 35/10 | 2,5+2,5 | 0 | 0.12 | 0.26 | 120 | -0.14 | 0 | 2.625 | 2.765 | 2.765 | opened
104 | Miganovo 35/10 | 2,5+2,5 | 1.18 | 0.49 | 120 | 0.69 | 0 | 2.625 | 1.935 | 1.935 | opened | 104 | Miganovo 35/10 | 2,5+2,5 | 1.17 | 2.35 | 0.49 | 120 | 1.86 | 0 | 2.625 | 0.765 | 0.765 | opened
105 | Velizh 110/35/10 | 10+10 | 5.77 | 2.05 | 120 | 3.72 | 0 | 10.5 | 6.78 | 6.78 | opened | 105 | Velizh 110/35/10 | 10+10 | 1.31 | 7.08 | 2.05 | 120 | 5.03 | 0 | 10.5 | 5.47 | 5.47 | opened
| Nom. capacity MV, МVА | 10+10 | 1.38 | 1.38 |  | 0 | 0 | 10.5 | 10.5 |  |  |  | Nom. capacity MV, МVА | 10+10 | 0 | 1.38 | 1.38 | 120 | 0 | 0 | 10.5 | 10.5
| Nom. capacity LV, МVА | 10+10 | 4.39 | 0.67 | 120 | 3.72 | 0 | 10.5 | 6.78 |  |  |  | Nom. capacity LV, МVА | 10+10 | 1.31 | 5.7 | 0.67 | 120 | 5.03 | 0 | 10.5 | 5.47
106 | Chepli 35/10 | 2,5+2,5 | 0.4 | 0.09 | 120 | 0.31 | 0 | 2.625 | 2.315 | 2.315 | opened | 106 | Chepli 35/10 | 2,5+2,5 | 0 | 0.4 | 0.09 | 120 | 0.31 | 0 | 2.625 | 2.315 | 2.315 | opened
107 | Demidov 110/35/10 | 10+16 | 5.52 | 1.14 | 120 | 4.38 | 0 | 10.5 | 6.12 | 6.12 | opened | 107 | Demidov 110/35/10 | 10+16 | 3.53 | 9.05 | 1.38 | 120 | 7.67 | 0 | 10.5 | 2.83 | 2.83 | opened
| Nom. capacity MV, МVА | 10+16 | 0.96 | 0.96 |  | 0 | 0 | 10.5 | 10.5 |  |  |  | Nom. capacity MV, МVА | 10+16 | 0.24 | 1.2 | 1.2 |  | 0 | 0 | 10.5 | 10.5
| Nom. capacity LV, МVА | 10+16 | 4.56 | 0.18 | 120 | 4.38 | 0 | 10.5 | 6.12 |  |  |  | Nom. capacity LV, МVА | 10+16 | 3.29 | 7.85 | 0.18 | 120 | 7.67 | 0 | 10.5 | 2.83
108 | Staroe selo 35/10 | 2,5+2,5 | 0.34 | 0.17 | 120 | 0.17 | 0 | 2.625 | 2.455 | 2.455 | opened | 108 | Staroe selo 35/10 | 2,5+2,5 | 0 | 0.34 | 0.17 | 120 | 0.17 | 0 | 2.625 | 2.455 | 2.455 | opened
109 | Zakrutye 35/10 | 2,5+2,5 | 0.13 | 0 | 120 | 0.13 | 0 | 2.625 | 2.495 | 2.495 | opened | 109 | Zakrutye 35/10 | 2,5+2,5 | 0 | 0.13 | 0 | 120 | 0.13 | 0 | 2.625 | 2.495 | 2.495 | opened
110 | Zaborye 35/10 | 1,6+2,5 | 0.34 | 0.21 | 120 | 0.13 | 0 | 2.625 | 2.495 | 2.495 | opened | 110 | Zaborye 35/10 | 1,6+2,5 | 0 | 0.34 | 0.21 | 120 | 0.13 | 0 | 2.625 | 2.495 | 2.495 | opened
111 | Mikhailovskoe 110/35/10 | 10+10 | 1.07 | 0.73 | 120 | 0.34 | 0 | 10.5 | 10.16 | 10.16 | opened | 111 | Mikhailovskoe 110/35/10 | 10+10 | 0.4 | 1.47 | 0.91 | 120 | 0.56 | 0 | 10.5 | 9.94 | 9.94 | opened
| Nom. capacity MV, МVА | 10+10 | 0.31 | 0.31 |  | 0 | 0 | 10.5 | 10.5 |  |  |  | Nom. capacity MV, МVА | 10+10 | 0.18 | 0.49 | 0.49 | 120 | 0 | 0 | 10.5 | 10.5
| Nom. capacity LV, МVА | 10+10 | 0.76 | 0.42 | 120 | 0.34 | 0 | 10.5 | 10.16 |  |  |  | Nom. capacity LV, МVА | 10+10 | 0.22 | 0.98 | 0.42 | 120 | 0.56 | 0 | 10.5 | 9.94
112 | Kardymovo 110/35/10 | 10+16 | 5.69 | 3.2 | 120 | 2.49 | 0 | 10.5 | 8.01 | 8.01 | opened | 112 | Kardymovo 110/35/10 | 10+16 | 7.39 | 13.08 | 5.54 | 120 | 7.54 | 0 | 10.5 | 2.96 | 2.96 | opened
| Nom. capacity MV, МVА | 10+16 | 2.58 | 2.58 |  | 0 | 0 | 10.5 | 10.5 |  |  |  | Nom. capacity MV, МVА | 10+16 | 2.34 | 4.92 | 4.92 |  | 0 | 0 | 10.5 | 10.5
| Nom. capacity LV, МVА | 10+16 | 2.11 | 0.62 | 120 | 1.49 | 0 | 10.5 | 9.01 |  |  |  | Nom. capacity LV, МVА | 10+16 | 5.05 | 7.16 | 0.62 | 120 | 6.54 | 0 | 10.5 | 3.96
113 | Sinkovo 35/6 | 4+2,5 | 0.44 | 0.16 | 120 | 0.28 | 0 | 2.625 | 2.345 | 2.345 | opened | 113 | Sinkovo 35/6 | 4+2,5 | 0 | 0.44 | 0.16 | 120 | 0.28 | 0 | 2.625 | 2.345 | 2.345 | opened
114 | Kamenka 35/10 | 2,5+2,5 | 1.4 | 0.42 | 120 | 0.98 | 0 | 2.625 | 1.645 | 1.645 | opened | 114 | Kamenka 35/10 | 2,5+2,5 | 1.27 | 2.67 | 0.42 | 120 | 2.25 | 0 | 2.625 | 0.375 | 0.375 | opened
115 | Solovyevo 35/10 | 4+4 | 0.28 | 0.04 | 120 | 0.24 | 0 | 4.2 | 3.96 | 3.96 | opened | 115 | Solovyevo 35/10 | 4+4 | 0.13 | 0.41 | 0.04 | 120 | 0.37 | 0 | 4.2 | 3.83 | 3.83 | opened
116 | Rudnya (FPC) 110/35/10 | 10+16 | 8.33 | 1.87 | 120 | 6.46 | 0 | 10.5 | 4.04 | 4.04 | opened | 116 | Rudnya (FPC) 110/35/10 | 10+16 | 2.24 | 10.57 | 2.38 | 120 | 8.19 | 0 | 10.5 | 2.31 | 2.31 | opened
| Nom. capacity MV, МVА | 10+16 | 0.94 | 0.94 |  | 0 | 0 | 10.5 | 10.5 |  |  |  | Nom. capacity MV, МVА | 10+16 | 0.51 | 1.45 | 1.45 |  | 0 | 0 | 10.5 | 10.5
| Nom. capacity LV, МVА | 10+16 | 7.39 | 0.93 | 120 | 6.46 | 0 | 10.5 | 4.04 |  |  |  | Nom. capacity LV, МVА | 10+16 | 1.73 | 9.12 | 0.93 | 120 | 8.19 | 0 | 10.5 | 2.31
117 | Zhichitsy 35/10 | 2,5+2,5 | 0.2 | 0.75 | 120 | -0.55 | 0 | 2.625 | 3.175 | 3.175 | opened | 117 | Zhichitsy 35/10 | 2,5+2,5 | 0 | 0.2 | 0.75 | 120 | -0.55 | 0 | 2.625 | 3.175 | 3.175 | opened
118 | Mikulino 35/10 | 6,3+6,3 | 0.88 | 1.1 | 120 | -0.22 | 0 | 6.615 | 6.835 | 6.835 | opened | 118 | Mikulino 35/10 | 6,3+6,3 | 0.18 | 1.06 | 1.1 | 120 | -0.04 | 0 | 6.615 | 6.655 | 6.655 | opened
119 | Lyubavichi 35/10 | 2,5+2,5 | 0.52 | 0.74 | 120 | -0.22 | 0 | 2.625 | 2.845 | 2.845 | opened | 119 | Lyubavichi 35/10 | 2,5+2,5 | 0.3 | 0.82 | 0.74 | 120 | 0.08 | 0 | 2.625 | 2.545 | 2.545 | opened
120 | Kazimirovo 35/10 | 4+4 | 0.12 | 0.02 | 120 | 0.1 | 0 | 4.2 | 4.1 | 4.1 | opened | 120 | Kazimirovo 35/10 | 4+4 | 0.03 | 0.15 | 0.02 | 120 | 0.13 | 0 | 4.2 | 4.07 | 4.07 | opened
121 | Golynki 110/35/6 | 25+25 | 4.58 | 2.91 | 120 | 1.67 | 0 | 26.25 | 24.58 | 24.58 | opened | 121 | Golynki 110/35/6 | 25+25 | 6.24 | 10.82 | 8.61 | 120 | 2.21 | 0 | 26.25 | 24.04 | 24.04 | opened
| Nom. Capacity MV, МVА | 25+25 | 2.75 | 2.75 |  | 0 | 0 | 26.25 | 26.25 |  |  |  | Nom. Capacity MV, МVА | 25+25 | 5.7 | 8.45 | 8.45 |  | 0 | 0 | 26.25 | 26.25
| Nom. capacity LV, МVА | 25+25 | 1.83 | 0.16 | 120 | 1.67 | 0 | 26.25 | 24.58 |  |  |  | Nom. capacity LV, МVА | 25+25 | 0.54 | 2.37 | 0.16 | 120 | 2.21 | 0 | 26.25 | 24.04
122 | Belei 35/10 | 2,5+2,5 | 1.61 | 0.75 | 120 | 0.86 | 0 | 2.625 | 1.765 | 1.765 | opened | 122 | Belei 35/10 | 2,5+2,5 | 4.31 | 5.92 | 0.75 | 120 | 5.17 | 0 | 2.625 | -2.545 | -2.545 | closed
123 | Ponizovye 110/35/10 | 6,3+6,3 | 3.15 | 1.45 | 120 | 1.7 | 0 | 6.615 | 4.915 | 4.915 | opened | 123 | Ponizovye 110/35/10 | 6,3+6,3 | 0.18 | 3.33 | 1.45 | 120 | 1.88 | 0 | 6.615 | 4.735 | 4.735 | opened
| Nom. capacity MV, МVА | 6,3+6,3 | 1.39 | 1.39 |  | 0 | 0 | 6.615 | 6.615 |  |  |  | Nom. capacity MV, МVА | 6,3+6,3 | 0 | 1.39 | 1.39 | 120 | 0 | 0 | 6.615 | 6.615
| Nom. capacity LV, МVА | 6,3+6,3 | 1.76 | 0.06 | 120 | 1.7 | 0 | 6.615 | 4.915 |  |  |  | Nom. capacity LV, МVА | 6,3+6,3 | 0.18 | 1.94 | 0.06 | 120 | 1.88 | 0 | 6.615 | 4.735
124 | Klyarinovo 35/10 | 2,5+2,5 | 0.19 | 0.19 | 120 | 0 | 0 | 2.625 | 2.625 | 2.625 | opened | 124 | Klyarinovo 35/10 | 2,5+2,5 | 0 | 0.19 | 0.19 | 120 | 0 | 0 | 2.625 | 2.625 | 2.625 | opened
125 | Safonovo 110/6 | 15+20 | 9.25 | 0.06 | 120 | 9.19 | 0 | 15.75 | 6.56 | 6.56 | opened | 125 | Safonovo 110/6 | 15+20 | 5.94 | 15.19 | 0.06 | 120 | 15.13 | 0 | 15.75 | 0.62 | 0.62 | opened
126 | Gornaya 110/35/6 | 25+25 | 11.7 | 11.58 | 120 | 0.12 | 0 | 26.25 | 26.13 | 26.13 | opened | 126 | Gornaya 110/35/6 | 25+25 | 3.23 | 14.93 | 11.7 | 120 | 3.23 | 0 | 26.25 | 23.02 | 23.02 | opened
| Nom. capacity MV, МVА | 25+25 | 6.91 | 6.91 |  | 0 | 0 | 26.25 | 26.25 |  |  |  | Nom. capacity MV, МVА | 25+25 | 0.12 | 7.03 | 7.03 |  | 0 | 0 | 26.25 | 26.25
| Nom. capacity LV, МVА | 25+25 | 4.79 | 4.67 | 120 | 0.12 | 0 | 26.25 | 26.13 |  |  |  | Nom. capacity LV, МVА | 25+25 | 3.11 | 7.9 | 4.67 | 120 | 3.23 | 0 | 26.25 | 23.02
127 | Water intake 35/6 | 6,3+4 | 1.68 | 0.69 | 120 | 0.99 | 0 | 4.2 | 3.21 | 3.21 | opened | 127 | Water intake 35/6 | 6,3+4 | 0.06 | 1.74 | 0.69 | 120 | 1.05 | 0 | 4.2 | 3.15 | 3.15 | opened
128 | Vadino 35/10 | 4+4 | 1.23 | 0 | 120 | 1.23 | 0 | 4.2 | 2.97 | 2.97 | opened | 128 | Vadino 35/10 | 4+4 | 1.91 | 3.14 | 0 | 120 | 3.14 | 0 | 4.2 | 1.06 | 1.06 | opened
129 | ZSSK 35/6 | 4+4 | 1.61 | 0.75 | 120 | 0.86 | 0 | 4.2 | 3.34 | 3.34 | opened | 129 | ZSSK 35/6 | 4+4 | 1.53 | 3.14 | 0.75 | 120 | 2.39 | 0 | 4.2 | 1.81 | 1.81 | opened
130 | Yanovo 35/10 | 4+6,3 | 0.27 | 0.05 | 120 | 0.22 | 0 | 4.2 | 3.98 | 3.98 | opened | 130 | Yanovo 35/10 | 4+6,3 | 0 | 0.27 | 0.05 | 120 | 0.22 | 0 | 4.2 | 3.98 | 3.98 | opened
131 | Kapyrevshchina 35/10 | 4+4 | 1.26 | 0.22 | 120 | 1.04 | 0 | 4.2 | 3.16 | 3.16 | opened | 131 | Kapyrevshchina 35/10 | 4+4 | 0 | 1.26 | 0.22 | 120 | 1.04 | 0 | 4.2 | 3.16 | 3.16 | opened
132 | Miropolye 35/10 | 2,5+2,5 | 0.79 | 0 | 120 | 0.79 | 0 | 2.625 | 1.835 | 1.835 | opened | 132 | Miropolye 35/10 | 2,5+2,5 | 0 | 0.79 | 0 | 120 | 0.79 | 0 | 2.625 | 1.835 | 1.835 | opened
133 | Izdeshkovo 110/35/10 | 5,6+6,3 | 3.34 | 1.34 | 120 | 2 | 0 | 5.88 | 3.88 | 1.88 | opened | 133 | Izdeshkovo 110/35/10 | 5,6+6,3 | 1.51 | 4.85 | 2.62 | 120 | 2.23 | 0 | 5.88 | 3.65 | 3.65 | opened
| Nom. capacity MV, МVА | 5,6+6,3 | 0.91 | 0.91 |  | 0 | 1 | 5.88 | 4.88 |  |  |  | Nom. capacity MV, МVА | 5,6+6,3 | 1.28 | 2.19 | 2.19 |  | 0 | 0 | 5.88 | 5.88
| Nom. capacity LV, МVА | 5,6+6,3 | 2.43 | 0.43 | 120 | 2 | 2 | 5.88 | 1.88 |  |  |  | Nom. capacity LV, МVА | 5,6+6,3 | 0.23 | 2.66 | 0.43 | 120 | 2.23 | 0 | 5.88 | 3.65
134 | Alferovo 35/10 | 2,5+2,5 | 0.19 | 0.2 | 120 | -0.01 | 0 | 2.625 | 2.635 | 2.635 | opened | 134 | Alferovo 35/10 | 2,5+2,5 | 0.4 | 0.59 | 0.2 | 120 | 0.39 | 0 | 2.625 | 2.235 | 2.235 | opened
135 | Kasulino 35/10 | 2,5+2,5 | 0.15 | 0 | 120 | 0.15 | 0 | 2.625 | 2.475 | 2.475 | opened | 135 | Kasulino 35/10 | 2,5+2,5 | 0.52 | 0.67 | 0 | 120 | 0.67 | 0 | 2.625 | 1.955 | 1.955 | opened
136 | Bogdanovshchina 35/10 | 1,6+1,6 | 0.28 | 0.15 | 120 | 0.13 | 0 | 1.68 | 1.55 | 1.55 | opened | 136 | Bogdanovshchina 35/10 | 1,6+1,6 | 0.35 | 0.63 | 0.15 | 120 | 0.48 | 0 | 1.68 | 1.2 | 1.2 | opened
137 | Glinka 110/35/10 | 10+6,3 | 2 | 0.44 | 120 | 1.56 | 0 | 6.615 | 5.055 | 3.055 | opened | 137 | Glinka 110/35/10 | 10+6,3 | 0.43 | 2.43 | 0.62 | 120 | 1.81 | 0 | 6.615 | 4.805 | 4.805 | opened
| Nom. capacity MV, МVА | 10+6,3 | 0.33 | 0.33 |  | 0 | 1 | 6.615 | 5.615 |  |  |  | Nom. capacity MV, МVА | 10+6,3 | 0.18 | 0.51 | 0.51 |  | 0 | 0 | 6.615 | 6.615
| Nom. capacity LV, МVА | 10+6,3 | 1.67 | 0.11 | 120 | 1.56 | 2 | 6.615 | 3.055 |  |  |  | Nom. capacity LV, МVА | 10+6,3 | 0.25 | 1.92 | 0.11 | 120 | 1.81 | 0 | 6.615 | 4.805
138 | Dobromino 35/10 | 2,5+2,5 | 0.24 | 0 | 120 | 0.24 | 0 | 2.625 | 2.385 | 2.385 | opened | 138 | Dobromino 35/10 | 2,5+2,5 | 0.14 | 0.38 | 0 | 120 | 0.38 | 0 | 2.625 | 2.245 | 2.245 | opened
139 | Bely kholm 35/10 | 1,6+1,6 | 0.09 | 0 | 120 | 0.09 | 0 | 1.68 | 1.59 | 1.59 | opened | 139 | Bely kholm 35/10 | 1,6+1,6 | 0.04 | 0.13 | 0 | 120 | 0.13 | 0 | 1.68 | 1.55 | 1.55 | opened
140 | Dukhovshchina 110/35/10 | 10+10 | 3.26 | 1.89 | 120 | 1.37 | 0 | 10.5 | 9.13 | 9.13 | opened | 140 | Dukhovshchina 110/35/10 | 10+10 | 0.49 | 3.75 | 1.89 | 120 | 1.86 | 0 | 10.5 | 8.64 | 8.64 | opened
| Nom. capacity MV, МVА | 10+10 | 1.63 | 1.63 |  | 0 | 0 | 10.5 | 10.5 |  |  |  | Nom. capacity MV, МVА | 10+10 | 0 | 1.63 | 1.63 |  | 0 | 0 | 10.5 | 10.5
| Nom. capacity LV, МVА | 10+10 | 1.63 | 0.26 | 120 | 1.37 | 0 | 10.5 | 9.13 |  |  |  | Nom. capacity LV, МVА | 10+10 | 0.49 | 2.12 | 0.26 | 120 | 1.86 | 0 | 10.5 | 8.64
141 | Zimets 35/10 | 4+4 | 0.3 | 0.06 | 120 | 0.24 | 0 | 4.2 | 3.96 | 3.96 | opened | 141 | Zimets 35/10 | 4+4 | 0 | 0.3 | 0.06 | 120 | 0.24 | 0 | 4.2 | 3.96 | 3.96 | opened
142 | Beresnevo 35/10 | 1,6+1,6 | 0.3 | 0.01 | 120 | 0.29 | 0 | 1.68 | 1.39 | 1.39 | opened | 142 | Beresnevo 35/10 | 1,6+1,6 | 0 | 0.3 | 0.01 | 120 | 0.29 | 0 | 1.68 | 1.39 | 1.39 | opened
143 | Prechistoe 110/35/10 | 6,3+6,3 | 1.92 | 0.14 | 120 | 1.78 | 0 | 6.615 | 4.835 | 4.835 | opened | 143 | Prechistoe 110/35/10 | 6,3+6,3 | 0.36 | 2.28 | 0.14 | 120 | 2.14 | 0 | 6.615 | 4.475 | 4.475 | opened
| Nom. capacity MV, МVА | 6,3+6,3 | 1.34 | 0 |  | 1.34 | 0 | 6.615 | 5.275 |  |  |  | Nom. capacity MV, МVА | 6,3+6,3 | 0.36 | 1.7 | 0 |  | 1.7 | 0 | 6.615 | 4.915
| Nom. capacity LV, МVА | 6,3+6,3 | 0.58 | 0.14 | 120 | 0.44 | 0 | 6.615 | 6.175 |  |  |  | Nom. capacity LV, МVА | 6,3+6,3 | 0 | 0.58 | 0.14 | 120 | 0.44 | 0 | 6.615 | 6.175
144 | Vorontsovo 35/10 | 2,5+2,5 | 0.38 | 0.07 | 120 | 0.31 | 0 | 2.625 | 2.315 | 2.315 | opened | 144 | Vorontsovo 35/10 | 2,5+2,5 | 0 | 0.38 | 0.07 | 120 | 0.31 | 0 | 2.625 | 2.315 | 2.315 | opened
145 | Ozyorny 35/10 | 6,3+6,3 | 1.32 | 0.01 | 120 | 1.31 | 0 | 6.615 | 5.305 | 5.305 | opened | 145 | Ozyorny 35/10 | 6,3+6,3 | 0.34 | 1.66 | 0.01 | 120 | 1.65 | 0 | 6.615 | 4.965 | 4.965 | opened
146 | Igorevskaya 110/10 | 10+10 | 4.94 | 0 | 120 | 4.94 | 0 | 10.5 | 5.56 | 5.56 | opened | 146 | Igorevskaya 110/10 | 10+10 | 0.6 | 5.54 | 0 | 120 | 5.54 | 0 | 10.5 | 4.96 | 4.96 | opened
147 | Kanyutino 110/35/10 | 5,6+6,3 | 2.78 | 1.68 | 120 | 1.1 | 0 | 5.88 | 4.78 | 4.78 | opened | 147 | Kanyutino 110/35/10 | 5,6+6,3 | 0.49 | 3.27 | 3.1 | 120 | 0.17 | 0 | 5.88 | 5.71 | 5.71 | opened
| Nom. capacity LV, МVА | 5,6+6,3 | 2.4 | 2.4 |  | 0 | 0 | 5.88 | 5.88 |  |  |  | Nom. capacity LV, МVА | 5,6+6,3 | 0.49 | 2.89 | 2.89 |  | 0 | 0 | 5.88 | 5.88
| Nom. capacity LV, МVА | 5,6+6,3 | 0.38 | 0.21 | 120 | 0.17 | 0 | 5.88 | 5.71 |  |  |  | Nom. capacity LV, МVА | 5,6+6,3 | 0 | 0.38 | 0.21 | 120 | 0.17 | 0 | 5.88 | 5.71
148 | Bogolyubovo 35/10 | 2,5+2,5 | 1.21 | 0.25 | 120 | 0.96 | 0 | 2.625 | 1.665 | 1.665 | opened | 148 | Bogolyubovo 35/10 | 2,5+2,5 | 0 | 1.21 | 0.25 | 120 | 0.96 | 0 | 2.625 | 1.665 | 1.665 | opened
149 | Kholm-Zhirki 35/10 | 2,5+4 | 1.8 | 0.4 | 120 | 1.4 | 0 | 2.625 | 1.225 | 1.225 | opened | 149 | Kholm-Zhirki 35/10 | 2,5+4 | 0.3 | 2.1 | 0.4 | 120 | 1.7 | 0 | 2.625 | 0.925 | 0.925 | opened
150 | Dorogobuzh 1 110/35/10 | 16+16 | 6.74 | 2.85 | 120 | 3.89 | 0 | 16.8 | 12.91 | 12.91 | opened | 150 | Dorogobuzh 1 110/35/10 | 16+16 | 0.55 | 7.29 | 2.85 | 120 | 4.44 | 0 | 16.8 | 12.36 | 12.36 | opened
| Nom. capacity MV, МVА | 16+16 | 2.33 | 2.33 |  | 0 | 0 | 16.8 | 16.8 |  |  |  | Nom. capacity MV, МVА | 16+16 | 0 | 2.33 | 2.33 |  | 0 | 0 | 16.8 | 16.8
| Nom. capacity LV, МVА | 16+16 | 4.41 | 0.52 | 120 | 3.89 | 0 | 16.8 | 12.91 |  |  |  | Nom. capacity LV, МVА | 16+16 | 0.55 | 4.96 | 0.52 | 120 | 4.44 | 0 | 16.8 | 12.36
151 | Kaskovo 35/10 | 1,6+4 | 0.78 | 0.09 | 120 | 0.69 | 0 | 1.68 | 0.99 | 0.99 | opened | 151 | Kaskovo 35/10 | 1,6+4 | 0 | 0.78 | 0.09 | 120 | 0.69 | 0 | 1.68 | 0.99 | 0.99 | opened
152 | Usvyatye 35/10 | 2,5+4 | 0.89 | 0 | 120 | 0.89 | 0 | 2.625 | 1.735 | 1.735 | opened | 152 | Usvyatye 35/10 | 2,5+4 | 0 | 0.89 | 0 | 120 | 0.89 | 0 | 2.625 | 1.735 | 1.735 | opened
153 | Ushakovo 35/10 | 1,6+2,5 | 0.78 | 0 | 120 | 0.78 | 0 | 1.68 | 0.9 | 0.9 | opened | 153 | Ushakovo 35/10 | 1,6+2,5 | 0 | 0.78 | 0 | 120 | 0.78 | 0 | 1.68 | 0.9 | 0.9 | opened
154 | Artek (departamental) 35/10 | 4+4 | 0 | 0 | 120 | 0 | 0 | 4.2 | 4.2 | 4.2 | opened | 154 | Artek (departamental) 35/10 | 4+4 | 0 | 0 | 0 | 120 | 0 | 0 | 4.2 | 4.2 | 4.2 | opened
155 | Ivano-Gudino 110/10 | 6,3+6,3 | 0.16 | 0.04 | 120 | 0.12 | 0 | 6.615 | 6.495 | 6.495 | opened | 155 | Ivano-Gudino 110/10 | 6,3+6,3 | 0 | 0.16 | 0.04 | 120 | 0.12 | 0 | 6.615 | 6.495 | 6.495 | opened
156 | Elnya 110/35/10 | 16+16 | 7.26 | 3.03 | 120 | 4.23 | 0 | 16.8 | 12.57 | 12.57 | opened | 156 | Elnya 110/35/10 | 16+16 | 0.41 | 7.67 | 3.1 | 120 | 4.57 | 0 | 16.8 | 12.23 | 12.23 | opened
| Nom. capacity MV, МVА | 16+16 | 2.49 | 2.49 |  | 0 | 0 | 16.8 | 16.8 |  |  |  | Nom. capacity MV, МVА | 16+16 | 0.07 | 2.56 | 2.56 |  | 0 | 0 | 16.8 | 16.8
| Nom. capacity LV, МVА | 16+16 | 4.77 | 0.54 | 10 | 4.23 | 0 | 16.8 | 12.57 |  |  |  | Nom. capacity LV, МVА | 16+16 | 0.34 | 5.11 | 0.54 | 120 | 4.57 | 0 | 16.8 | 12.23
157 | Pavlovo 35/10 | 2,5+2,5 | 0.28 | 0 | 120 | 0.28 | 0 | 2.625 | 2.345 | 2.345 | opened | 157 | Pavlovo 35/10 | 2,5+2,5 | 0 | 0.28 | 0 | 120 | 0.28 | 0 | 2.625 | 2.345 | 2.345 | opened
158 | Sharapovo 35/10 | 4+4 | 0.9 | 1 | 120 | -0.1 | 0 | 4.2 | 4.3 | 4.3 | opened | 158 | Sharapovo 35/10 | 4+4 | 0 | 0.9 | 1 | 120 | -0.1 | 0 | 4.2 | 4.3 | 4.3 | opened
159 | Korobets 35/10 | 2,5+2,5 | 1.05 | 0.17 | 120 | 0.88 | 0 | 2.625 | 1.745 | 1.745 | opened | 159 | Korobets 35/10 | 2,5+2,5 | 0 | 1.05 | 0.17 | 120 | 0.88 | 0 | 2.625 | 1.745 | 1.745 | opened
160 | Baltuty 35/10 | 2,5+2,5 | 0.53 | 0 | 120 | 0.53 | 0 | 2.625 | 2.095 | 2.095 | opened | 160 | Baltuty 35/10 | 2,5+2,5 | 0.07 | 0.6 | 0 | 120 | 0.6 | 0 | 2.625 | 2.025 | 2.025 | opened
161 | Lapino 110/35/10 | 5,6+5,6 | 1.15 | 0.79 | 120 | 0.36 | 0 | 5.88 | 5.52 | 5.52 | opened | 161 | Lapino 110/35/10 | 5,6+5,6 | 0.09 | 1.24 | 0.88 | 120 | 0.36 | 0 | 5.88 | 5.52 | 5.52 | opened
| Nom. capacity MV, МVА | 5,6+5,6 | 0.79 | 0.79 |  | 0 | 0 | 5.88 | 5.88 |  |  |  | Nom. capacity MV, МVА | 5,6+5,6 | 0.09 | 0.88 | 0.88 |  | 0 | 0 | 5.88 | 5.88
| Nom. capacity LV, МVА | 5,6+5,6 | 0.36 | 0 | 120 | 0.36 | 0 | 5.88 | 5.52 |  |  |  | Nom. capacity LV, МVА | 5,6+5,6 | 0 | 0.36 | 0 | 120 | 0.36 | 0 | 5.88 | 5.52
162 | Mutishche 35/10 | 1,6+2,5 | 0.28 | 0.08 | 120 | 0.2 | 0 | 1.68 | 1.48 | 1.48 | opened | 162 | Mutishche 35/10 | 1,6+2,5 | 0 | 0.28 | 0.08 | 120 | 0.2 | 0 | 1.68 | 1.48 | 1.48 | opened
163 | Suetovo 110/35/10 | 6,3+6,3 | 1.91 | 1.56 | 120 | 0.35 | 0 | 6.615 | 6.265 | 6.265 | opened | 163 | Suetovo 110/35/10 | 6,3+6,3 | 1.32 | 3.23 | 2.64 | 120 | 0.59 | 0 | 6.615 | 6.025 | 6.025 | opened
| Nom. capacity MV, МVА | 6,3+6,3 | 0.98 | 0.98 |  | 0 | 0 | 6.615 | 6.615 |  |  |  | Nom. capacity MV, МVА | 6,3+6,3 | 1.08 | 2.06 | 2.06 |  | 0 | 0 | 6.615 | 6.615
| Nom. capacity LV, МVА | 6,3+6,3 | 0.93 | 0.58 | 120 | 0.35 | 0 | 6.615 | 6.265 |  |  |  | Nom. capacity LV, МVА | 6,3+6,3 | 0.24 | 1.17 | 0.58 | 120 | 0.59 | 0 | 6.615 | 6.025
164 | Pushkino 35/10 | 2,5+2,5 | 0.56 | 0.04 | 120 | 0.52 | 0 | 2.625 | 2.105 | 2.105 | opened | 164 | Pushkino 35/10 | 2,5+2,5 | 1.08 | 1.64 | 0.04 | 120 | 1.6 | 0 | 2.625 | 1.025 | 1.025 | opened
165 | Yartsevo 1 110/10 | 40+40 | 13.57 | 5.34 | 120 | 8.23 | 0 | 42 | 33.77 | 33.77 | opened | 165 | Yartsevo 1 110/10 | 40+40 | 5.58 | 19.15 | 5.34 | 120 | 13.81 | 0 | 42 | 28.19 | 28.19 | opened
166 | Yartsevo 2 110/10 | 16+16 | 10.61 | 0.75 | 120 | 9.86 | 0 | 16.8 | 6.94 | 6.94 | opened | 166 | Yartsevo 2 110/10 | 16+16 | 4.23 | 14.84 | 0.75 | 120 | 14.09 | 0 | 16.8 | 2.71 | 2.71 | opened
167 | Saprykino 110/35/10 | 6,3+6,3 | 0.91 | 0.4 | 120 | 0.51 | 0 | 6.615 | 6.105 | 6.105 | opened | 167 | Saprykino 110/35/10 | 6,3+6,3 | 0.11 | 1.02 | 0.4 | 120 | 0.62 | 0 | 6.615 | 5.995 | 5.995 | opened
| Nom. capacity MV, МVА | 6,3+6,3 | 0 | 0 |  | 0 | 0 | 6.615 | 6.615 |  |  |  | Nom. capacity MV, МVА | 6,3+6,3 | 0 | 0 | 0 |  | 0 | 0 | 6.615 | 6.615
| Nom. capacity LV, МVА | 6,3+6,3 | 0.91 | 0.4 | 120 | 0.51 | 0 | 6.615 | 6.105 |  |  |  | Nom. capacity LV, МVА | 6,3+6,3 | 0.11 | 1.02 | 0.4 | 120 | 0.62 | 0 | 6.615 | 5.995
168 | Dorogobuzh 2 35/10 | 6,3+6,3 | 2.19 | 0 | 120 | 2.19 | 0 | 6.615 | 4.425 | 4.425 | opened | 168 | Dorogobuzh 2 35/10 | 6,3+6,3 | 0.23 | 2.42 | 0 | 120 | 2.42 | 0 | 6.615 | 4.195 | 4.195 | opened
169 | Egoryevo 35/10 | 6,3+6,3 | 4.65 | 0 | 120 | 4.65 | 0 | 6.615 | 1.965 | 1.965 | opened | 169 | Egoryevo 35/10 | 6,3+6,3 | 1.3 | 5.95 | 0 | 120 | 5.95 | 0 | 6.615 | 0.665 | 0.665 | opened
170 | Shalomino 35/10 | 1,6+2,5 | 0.59 | 0.13 | 120 | 0.46 | 0 | 1.68 | 1.22 | 1.22 | opened | 170 | Shalomino 35/10 | 1,6+2,5 | 0 | 0.59 | 0.13 | 120 | 0.46 | 0 | 1.68 | 1.22 | 1.22 | opened
171 | Roslavl 110/35/6 | 25+40 | 26.59 | 1.4 | 120 | 25.19 | 0 | 26.25 | 1.06 | 1.06 | opened | 171 | Roslavl 110/35/6 | 25+40 | 3.87 | 30.46 | 1.4 | 120 | 29.06 | 0 | 26.25 | -2.81 | -2.81 | closed
| Nom. capacity MV, МVА | 25+40 | 11.79 | 1.4 |  | 10.39 | 0 | 26.25 | 15.86 |  |  |  | Nom. capacity MV, МVА | 25+40 | 1.45 | 13.24 | 1.4 |  | 11.84 | 0 | 26.25 | 14.41
| Nom. сapacity LV, МVА | 25+40 | 14.8 | 0 | 120 | 14.8 | 0 | 26.25 | 11.45 |  |  |  | Nom. сapacity LV, МVА | 25+40 | 2.42 | 17.22 | 0 | 120 | 17.22 | 0 | 26.25 | 9.03
172 | Meet processing plant 35/6 | 6,3+6,3 | 1.88 | 0 | 120 | 1.88 | 0 | 6.615 | 4.735 | 4.735 | opened | 172 | Meet processing plant 35/6 | 6,3+6,3 | 0.11 | 1.99 | 0 | 120 | 1.99 | 0 | 6.615 | 4.625 | 4.625 | opened
173 | Perenka 35/10 | 4+4 | 0.36 | 0 | 120 | 0.36 | 0 | 4.2 | 3.84 | 3.84 | opened | 173 | Perenka 35/10 | 4+4 | 0 | 0.36 | 0 | 120 | 0.36 | 0 | 4.2 | 3.84 | 3.84 | opened
174 | Khoroshevo 35/10 | 2,5+4 | 1.19 | 0 | 120 | 1.19 | 0 | 2.625 | 1.435 | 1.435 | opened | 174 | Khoroshevo 35/10 | 2,5+4 | 0 | 1.19 | 0 | 120 | 1.19 | 0 | 2.625 | 1.435 | 1.435 | opened
175 | Lipovka 35/10 | 2,5+2,5 | 0.52 | 0 | 120 | 0.52 | 0 | 2.625 | 2.105 | 2.105 | opened | 175 | Lipovka 35/10 | 2,5+2,5 | 0 | 0.52 | 0 | 120 | 0.52 | 0 | 2.625 | 2.105 | 2.105 | opened
176 | Kirilly 35/10 | 2,5+2,5 | 0.81 | 0 | 120 | 0.81 | 0 | 2.625 | 1.815 | 1.815 | opened | 176 | Kirilly 35/10 | 2,5+2,5 | 1.34 | 2.15 | 0 | 120 | 2.15 | 0 | 2.625 | 0.475 | 0.475 | opened
177 | Desnogorsk 110/35/10 | 25+25 | 17.92 | 3.15 | 120 | 14.77 | 0 | 26.25 | 11.48 | 11.48 | opened | 177 | Desnogorsk 110/35/10 | 25+25 | 1.41 | 19.33 | 3.16 | 120 | 16.17 | 0 | 26.25 | 10.08 | 10.08 | opened
| Nom. capacity MV, МVА | 25+25 | 3.15 | 3.15 |  | 0 | 0 | 26.25 | 26.25 |  |  |  | Nom. capacity MV, МVА | 25+25 | 1.41 | 4.56 | 3.16 |  | 1.4 | 0 | 26.25 | 24.85
| Nom. capacidty LV, МVА | 25+25 | 14.77 | 0 | 120 | 14.77 | 0 | 26.25 | 11.48 |  |  |  | Nom. capacidty LV, МVА | 25+25 | 0 | 14.77 | 0 | 120 | 14.77 | 0 | 26.25 | 11.48
178 | Ekimovichi 35/10 | 4+4 | 2.31 | 0.24 | 120 | 2.07 | 0 | 4.2 | 2.13 | 2.13 | opened | 178 | Ekimovichi 35/10 | 4+4 | 0 | 2.31 | 0.24 | 120 | 2.07 | 0 | 4.2 | 2.13 | 2.13 | opened
179 | Ivanovskaya 35/10 | 2,5+2,5 | 0.18 | 0.07 | 120 | 0.11 | 0 | 2.625 | 2.515 | 2.515 | opened | 179 | Ivanovskaya 35/10 | 2,5+2,5 | 0 | 0.18 | 0.07 | 120 | 0.11 | 0 | 2.625 | 2.515 | 2.515 | opened
180 | Kokhany 35/10 | 1,6+1,6 | 0.33 | 0.09 | 120 | 0.24 | 0 | 1.68 | 1.44 | 1.44 | opened | 180 | Kokhany 35/10 | 1,6+1,6 | 0.09 | 0.42 | 0.09 | 120 | 0.33 | 0 | 1.68 | 1.35 | 1.35 | opened
181 | Koski 35/10 | 4+4 | 0.49 | 0 | 120 | 0.49 | 0 | 4.2 | 3.71 | 3.71 | opened | 181 | Koski 35/10 | 4+4 | 0 | 0.49 | 0 | 120 | 0.49 | 0 | 4.2 | 3.71 | 3.71 | opened
182 | Industrialnaya 110/35/6 | 16+16 | 4.43 | 0.7 | 120 | 3.73 | 0 | 16.8 | 13.07 | 4.565 | opened | 182 | Industrialnaya 110/35/6 | 16+16 | 1.42 | 5.85 | 0.7 | 120 | 5.15 | 0 | 16.8 | 11.65 | 5.565 | opened
| Nom. capacity MV, МVА | 16,3+5,3 | 0.7 | 0.7 |  | 0 | 1 | 5.565 | 4.565 |  |  |  | Nom. capacity MV, МVА | 16,3+5,3 | 0 | 0.7 | 0.7 |  | 0 | 0 | 5.565 | 5.565
| Nom. capacity LV, МVА | 16+10,7 | 3.73 | 0 | 120 | 3.73 | 2 | 11.235 | 5.505 |  |  |  | Nom. capacity LV, МVА | 16+10,7 | 1.42 | 5.15 | 0 | 120 | 5.15 | 0 | 11.235 | 6.085
183 | Astapkovichi 35/10 | 2,5+2,5 | 0.88 | 0 | 120 | 0.88 | 0 | 2.625 | 1.745 | 1.745 | opened | 183 | Astapkovichi 35/10 | 2,5+2,5 | 0 | 0.88 | 0 | 120 | 0.88 | 0 | 2.625 | 1.745 | 1.745 | opened
184 | Barsuki 110/35/10 | 6,3+6,3 | 1.11 | 0.72 | 120 | 0.39 | 0 | 6.615 | 6.225 | 6.225 | opened | 184 | Barsuki 110/35/10 | 6,3+6,3 | 0.28 | 1.39 | 1 | 120 | 0.39 | 0 | 6.615 | 6.225 | 6.225 | opened
| Nom. capacity MV, МVА | 6,3+6,3 | 0.72 | 0.72 |  | 0 | 0 | 6.615 | 6.615 |  |  |  | Nom. capacity MV, МVА | 6,3+6,3 | 0.28 | 1 | 1 |  | 0 | 0 | 6.615 | 6.615
| Nom. capacity LV, МVА | 6,3+6,3 | 0.39 | 0 | 120 | 0.39 | 0 | 6.615 | 6.225 |  |  |  | Nom. capacity LV, МVА | 6,3+6,3 | 0 | 0.39 | 0 | 120 | 0.39 | 0 | 6.615 | 6.225
185 | Bogdanovo 35/10 | 4+4 | 0.54 | 0 | 120 | 0.54 | 0 | 4.2 | 3.66 | 3.66 | opened | 185 | Bogdanovo 35/10 | 4+4 | 0.28 | 0.82 | 0 | 120 | 0.82 | 0 | 4.2 | 3.38 | 3.38 | opened
186 | Prigorye 110/35/10 | 10+2,5 | 0.89 | 0.48 | 120 | 0.41 | 0 | 2.625 | 2.215 | 2.215 | opened | 186 | Prigorye 110/35/10 | 10+2,5 | 0.12 | 1.01 | 0.6 | 120 | 0.41 | 0 | 2.625 | 2.215 | 2.215 | opened
| Nom. capacity MV, МVА | 10+2,5 | 0.48 | 0.48 |  | 0 | 0 | 2.625 | 2.625 |  |  |  | Nom. capacity MV, МVА | 10+2,5 | 0.12 | 0.6 | 0.6 |  | 0 | 0 | 2.625 | 2.625
| Nom. Capacity LV, МVА | 10+2,5 | 0.41 | 0 | 120 | 0.41 | 0 | 2.625 | 2.215 |  |  |  | Nom. Capacity LV, МVА | 10+2,5 | 0 | 0.41 | 0 | 120 | 0.41 | 0 | 2.625 | 2.215
187 | Bekhovo 35/10 | 2,5+2,5 | 0.39 | 0 | 120 | 0.39 | 0 | 2.625 | 2.235 | 2.235 | opened | 187 | Bekhovo 35/10 | 2,5+2,5 | 0.12 | 0.51 | 0 | 120 | 0.51 | 0 | 2.625 | 2.115 | 2.115 | opened
188 | Pochinok 110/35/10 | 10+16 | 8.99 | 3.63 | 120 | 5.36 | 0 | 10.5 | 5.14 | 5.14 | opened | 188 | Pochinok 110/35/10 | 10+16 | 2.43 | 11.42 | 4.71 | 120 | 6.71 | 0 | 10.5 | 3.79 | 3.79 | opened
| Nom. capacidty MV, МVА | 10+16 | 3.55 | 3.55 |  | 0 | 0 | 10.5 | 10.5 |  |  |  | Nom. capacidty MV, МVА | 10+16 | 1.08 | 4.63 | 4.63 |  | 0 | 0 | 10.5 | 10.5
| Nom. capacity LV, МVА | 10+16 | 5.44 | 0.08 | 120 | 5.36 | 0 | 10.5 | 5.14 |  |  |  | Nom. capacity LV, МVА | 10+16 | 1.35 | 6.79 | 0.08 | 120 | 6.71 | 0 | 10.5 | 3.79
189 | Divinskaya 35/10 | 4+4 | 1.23 | 0.17 | 120 | 1.06 | 0 | 4.2 | 3.14 | 3.14 | opened | 189 | Divinskaya 35/10 | 4+4 | 0.04 | 1.27 | 0.17 | 120 | 1.1 | 0 | 4.2 | 3.1 | 3.1 | opened
190 | Shatalovo 35/10 | 2,5+2,5 | 1.75 | 0 | 120 | 1.75 | 0 | 2.625 | 0.875 | 0.875 | opened | 190 | Shatalovo 35/10 | 2,5+2,5 | 0 | 1.75 | 0 | 120 | 1.75 | 0 | 2.625 | 0.875 | 0.875 | opened
191 | Panskaya 35/10 | 6,3+6,3 | 1.48 | 0 | 120 | 1.48 | 0 | 6.615 | 5.135 | 5.135 | opened | 191 | Panskaya 35/10 | 6,3+6,3 | 1.04 | 2.52 | 0 | 120 | 2.52 | 0 | 6.615 | 4.095 | 4.095 | opened
192 | Stodolishche 110/35/10 | 6,3+6,3 | 3.28 | 1.44 | 120 | 1.84 | 0 | 6.615 | 4.775 | 4.775 | opened | 192 | Stodolishche 110/35/10 | 6,3+6,3 | 3.63 | 6.91 | 2.44 | 120 | 4.47 | 0 | 6.615 | 2.145 | 2.145 | opened
| Nom. capacity MV, МVА | 6,3+6,3 | 0.99 | 0.99 |  | 0 | 0 | 6.615 | 6.615 |  |  |  | Nom. capacity MV, МVА | 6,3+6,3 | 1 | 1.99 | 1.99 |  | 0 | 0 | 6.615 | 6.615
| Nom. capacity LV, МVА | 6,3+6,3 | 2.29 | 0.45 | 120 | 1.84 | 0 | 6.615 | 4.775 |  |  |  | Nom. capacity LV, МVА | 6,3+6,3 | 2.63 | 4.92 | 0.45 | 120 | 4.47 | 0 | 6.615 | 2.145
193 | Belik 35/10 | 2,5+2,5 | 0.22 | 0.33 | 120 | -0.11 | 0 | 2.625 | 2.735 | 2.735 | opened | 193 | Belik 35/10 | 2,5+2,5 | 0 | 0.22 | 0.33 | 120 | -0.11 | 0 | 2.625 | 2.735 | 2.735 | opened
194 | Pervomayskaya 35/10 | 4+4 | 1.4 | 0 | 120 | 1.4 | 0 | 4.2 | 2.8 | 2.8 | opened | 194 | Pervomayskaya 35/10 | 4+4 | 0.73 | 2.13 | 0 | 120 | 2.13 | 0 | 4.2 | 2.07 | 2.07 | opened
195 | Vaskovo 110/35/10 | 6,3+6,3 | 1.84 | 2.07 | 120 | -0.23 | 0 | 6.615 | 6.845 | 6.255 | opened | 195 | Vaskovo 110/35/10 | 6,3+6,3 | 0.28 | 2.12 | 1.76 | 120 | 0.36 | 0 | 6.615 | 6.255 | 6.255 | opened
| Nom. capacity MV, МVА | 6,3+6,3 | 1.27 | 1.27 |  | 0 | 0 | 6.615 | 6.615 |  |  |  | Nom. capacity MV, МVА | 6,3+6,3 | 0.28 | 1.55 | 1.55 |  | 0 | 0 | 6.615 | 6.615
| Nom. capacity LV, МVА | 6,3+6,3 | 0.57 | 0.21 | 120 | 0.36 | 0 | 6.615 | 6.255 |  |  |  | Nom. capacity LV, МVА | 6,3+6,3 | 0 | 0.57 | 0.21 | 120 | 0.36 | 0 | 6.615 | 6.255
196 | Strigino 35/10 | 2,5+2,5 | 0.4 | 0 | 120 | 0.4 | 0 | 2.625 | 2.225 | 2.225 | opened | 196 | Strigino 35/10 | 2,5+2,5 | 0 | 0.4 | 0 | 120 | 0.4 | 0 | 2.625 | 2.225 | 2.225 | opened
197 | Komintern 35/10 | 2,5+2,5 | 0.58 | 0 | 120 | 0.58 | 0 | 2.625 | 2.045 | 2.045 | opened | 197 | Komintern 35/10 | 2,5+2,5 | 0 | 0.58 | 0 | 120 | 0.58 | 0 | 2.625 | 2.045 | 2.045 | opened
198 | Monastyrshchina 110/35/10 | 10+10 | 4.37 | 1.9 | 120 | 2.47 | 0 | 10.5 | 8.03 | 8.03 | opened | 198 | Monastyrshchina 110/35/10 | 10+10 | 0.13 | 4.5 | 1.9 | 120 | 2.6 | 0 | 10.5 | 7.9 | 7.9 | opened
| Nom. capacity MV, МVА | 10+10 | 1.9 | 1.9 |  | 0 | 0 | 10.5 | 10.5 |  |  |  | Nom. capacity MV, МVА | 10+10 | 0 | 1.9 | 1.9 |  | 0 | 0 | 10.5 | 10.5
| Nom. capacity LV, МVА | 10+10 | 2.47 | 0 | 120 | 2.47 | 0 | 10.5 | 8.03 |  |  |  | Nom. capacity LV, МVА | 10+10 | 0.13 | 2.6 | 0 | 120 | 2.6 | 0 | 10.5 | 7.9
199 | N.Mikhailov 35/10 | 4+4 | 0.74 | 0 | 120 | 0.74 | 0 | 4.2 | 3.46 | 3.46 | opened | 199 | N.Mikhailov 35/10 | 4+4 | 0 | 0.74 | 0 | 120 | 0.74 | 0 | 4.2 | 3.46 | 3.46 | opened
200 | Tatarsk 35/10 | 3,2+4 | 0.81 | 0 | 120 | 0.81 | 0 | 3.36 | 2.55 | 2.55 | opened | 200 | Tatarsk 35/10 | 3,2+4 | 0 | 0.81 | 0 | 120 | 0.81 | 0 | 3.36 | 2.55 | 2.55 | opened
201 | Turki 35/10 | 1,6+1,6 | 0.17 | 0 | 120 | 0.17 | 0 | 1.68 | 1.51 | 1.51 | opened | 201 | Turki 35/10 | 1,6+1,6 | 0 | 0.17 | 0 | 120 | 0.17 | 0 | 1.68 | 1.51 | 1.51 | opened
202 | Sozh 35/10 | 4+4 | 0.52 | 0 | 120 | 0.52 | 0 | 4.2 | 3.68 | 3.68 | opened | 202 | Sozh 35/10 | 4+4 | 0 | 0.52 | 0 | 120 | 0.52 | 0 | 4.2 | 3.68 | 3.68 | opened
203 | Khislavichi 110/35/10 | 16+16 | 4.11 | 1.61 | 120 | 2.5 | 0 | 16.8 | 14.3 | 14.3 | opened | 203 | Khislavichi 110/35/10 | 16+16 | 0.49 | 4.6 | 1.81 | 120 | 2.79 | 0 | 16.8 | 14.01 | 14.01 | opened
| Nom. capacity MV, МVА | 16+16 | 1.43 | 1.43 |  | 0 | 0 | 16.8 | 16.8 |  |  |  | Nom. capacity MV, МVА | 16+16 | 0.2 | 1.63 | 1.63 |  | 0 | 0 | 16.8 | 16.8
| Nom. capacity LV, МVА | 16+16 | 2.68 | 0.18 | 120 | 2.5 | 0 | 16.8 | 14.3 |  |  |  | Nom. capacity LV, МVА | 16+16 | 0.29 | 2.97 | 0.18 | 120 | 2.79 | 0 | 16.8 | 14.01
204 | Gorodishche 35/10 | 1,8+2,5 | 0.82 | 0 | 120 | 0.82 | 0 | 1.89 | 1.07 | 1.07 | opened | 204 | Gorodishche 35/10 | 1,8+2,5 | 0 | 0.82 | 0 | 120 | 0.82 | 0 | 1.89 | 1.07 | 1.07 | opened
205 | Komarovka 35/10 | 4+4 | 0.32 | 0.02 | 120 | 0.3 | 0 | 4.2 | 3.9 | 3.9 | opened | 205 | Komarovka 35/10 | 4+4 | 0 | 0.32 | 0.02 | 120 | 0.3 | 0 | 4.2 | 3.9 | 3.9 | opened
206 | Cherepovo 35/10 | 2,5+2,5 | 0.27 | 0 | 120 | 0.27 | 0 | 2.625 | 2.355 | 2.355 | opened | 206 | Cherepovo 35/10 | 2,5+2,5 | 0.05 | 0.32 | 0 | 120 | 0.32 | 0 | 2.625 | 2.305 | 2.305 | opened
207 | Studenets 35/10 | 1,6+2,5 | 0.34 | 0.01 | 120 | 0.33 | 0 | 1.68 | 1.35 | 1.35 | opened | 207 | Studenets 35/10 | 1,6+2,5 | 0.15 | 0.49 | 0.01 | 120 | 0.48 | 0 | 1.68 | 1.2 | 1.2 | opened
208 | Shumyachi 110/35/10 | 10+10 | 4.8 | 3.36 | 120 | 1.44 | 0 | 10.5 | 9.06 | 9.06 | opened | 208 | Shumyachi 110/35/10 | 10+10 | 1.52 | 6.32 | 4.3 | 120 | 2.02 | 0 | 10.5 | 8.48 | 8.48 | opened
| Nom. capacity MV, МVА | 10+10 | 2.72 | 2.72 |  | 0 | 0 | 10.5 | 10.5 |  |  |  | Nom. capacity MV, МVА | 10+10 | 0.94 | 3.66 | 3.66 |  | 0 | 0 | 10.5 | 10.5
| Nom. capacity LV, МVА | 10+10 | 2.08 | 0.64 | 120 | 1.44 | 0 | 10.5 | 9.06 |  |  |  | Nom. capacity LV, МVА | 10+10 | 0.58 | 2.66 | 0.64 | 120 | 2.02 | 0 | 10.5 | 8.48
209 | Ershichi 110/35/10 | 10+10 | 2.25 | 0.62 | 120 | 1.63 | 0 | 10.5 | 8.87 | 8.87 | opened | 209 | Ershichi 110/35/10 | 10+10 | 0.65 | 2.9 | 0.75 | 120 | 2.15 | 0 | 10.5 | 8.35 | 8.35 | opened
| Nom. capacity MV, МVА | 10+10 | 0.4 | 0.4 |  | 0 | 0 | 10.5 | 10.5 |  |  |  | Nom. capacity MV, МVА | 10+10 | 0.13 | 0.53 | 0.53 |  | 0 | 0 | 10.5 | 10.5
| Nom. capacity LV, МVА | 10+10 | 1.85 | 0.22 | 120 | 1.63 | 0 | 10.5 | 8.87 |  |  |  | Nom. capacity LV, МVА | 10+10 | 0.52 | 2.37 | 0.22 | 120 | 2.15 | 0 | 10.5 | 8.35
210 | Rukhan 35/10 | 2,5+2,5 | 0.45 | 0 | 120 | 0.45 | 0 | 2.625 | 2.175 | 2.175 | opened | 210 | Rukhan 35/10 | 2,5+2,5 | 0 | 0.45 | 0 | 120 | 0.45 | 0 | 2.625 | 2.175 | 2.175 | opened
211 | Vyazma 1 110/35/10 | 40+40 | 42.21 | 11.83 | 120 | 30.38 | 0 | 42 | 11.62 | 11.62 | opened | 211 | Vyazma 1 110/35/10 | 40+40 | 20.14 | 62.35 | 15.76 | 120 | 46.59 | 0 | 42 | -4.59 | -4.59 | closed
| Nom. capacity MV, МVА | 40+40 | 25.68 | 11.27 | 121 | 14.41 | 0 | 42 | 27.59 |  |  |  | Nom. capacity MV, МVА | 40+40 | 10.88 | 36.56 | 15.2 |  | 21.36 | 0 | 42 | 20.64
| Nom. capacity LV, МVА | 40+40 | 16.53 | 0.56 | 122 | 15.97 | 0 | 42 | 26.03 |  |  |  | Nom. capacity LV, МVА | 40+40 | 9.26 | 25.79 | 0.56 | 120 | 25.23 | 0 | 42 | 16.77
212 | Vyazma-Bryanskaya 35/10 | 6,3+6,3 | 2.99 | 0 | 120 | 2.99 | 0 | 6.615 | 3.625 | 3.625 | opened | 212 | Vyazma-Bryanskaya 35/10 | 6,3+6,3 | 3.07 | 6.06 | 0 | 120 | 6.06 | 0 | 6.615 | 0.555 | 0.555 | opened
213 | Khmelita 35/10 | 1,6+2,5 | 0.49 | 0.11 | 120 | 0.38 | 0 | 1.68 | 1.3 | 1.3 | opened | 213 | Khmelita 35/10 | 1,6+2,5 | 0.03 | 0.52 | 0.11 | 120 | 0.41 | 0 | 1.68 | 1.27 | 1.27 | opened
214 | Isakovo 35/10 | 2,5+4 | 0.76 | 0.3 | 120 | 0.46 | 0 | 2.625 | 2.165 | 2.165 | opened | 214 | Isakovo 35/10 | 2,5+4 | 0 | 0.76 | 0.3 | 120 | 0.46 | 0 | 2.625 | 2.165 | 2.165 | opened
215 | Rizskoe 35/10 | 2,5+2,5 | 0.54 | 0.01 | 120 | 0.53 | 0 | 2.625 | 2.095 | 2.095 | opened | 215 | Rizskoe 35/10 | 2,5+2,5 | 0.22 | 0.76 | 0.01 | 120 | 0.75 | 0 | 2.625 | 1.875 | 1.875 | opened
216 | Beryozka 35/10 | 4+4 | 0.98 | 0 | 120 | 0.98 | 0 | 4.2 | 3.22 | 3.22 | opened | 216 | Beryozka 35/10 | 4+4 | 0.25 | 1.23 | 0 | 120 | 1.23 | 0 | 4.2 | 2.97 | 2.97 | opened
217 | Shimanovo 35/10 | 1,8+4 | 0.49 | 0.32 | 120 | 0.17 | 0 | 1.89 | 1.72 | 1.72 | opened | 217 | Shimanovo 35/10 | 1,8+4 | 0.08 | 0.57 | 0.32 | 120 | 0.25 | 0 | 1.89 | 1.64 | 1.64 | opened
218 | Kaydakovo 35/10 | 4+4 | 1.1 | 0.2 | 120 | 0.9 | 0 | 4.2 | 3.3 | 3.3 | opened | 218 | Kaydakovo 35/10 | 4+4 | 0.13 | 1.23 | 0.2 | 120 | 1.03 | 0 | 4.2 | 3.17 | 3.17 | opened
219 | Flour mill 35/10 | 10+10 | 6.82 | 0.13 | 120 | 6.69 | 0 | 10.5 | 3.81 | 3.81 | opened | 219 | Flour mill 35/10 | 10+10 | 6.83 | 13.65 | 0.13 | 120 | 13.52 | 0 | 10.5 | -3.02 | -3.02 | closed
220 | Kikino 35/10 | 2,5+2,5 | 0.58 | 0.41 | 120 | 0.17 | 0 | 2.625 | 2.455 | 2.455 | opened | 220 | Kikino 35/10 | 2,5+2,5 | 0.21 | 0.79 | 0.41 | 120 | 0.38 | 0 | 2.625 | 2.245 | 2.245 | opened
221 | Vyazma 2 110/10 | 16+16 | 15.42 | 0 | 120 | 15.42 | 0 | 16.8 | 1.38 | 1.38 | opened | 221 | Vyazma 2 110/10 | 16+16 | 4.04 | 19.46 | 0 | 120 | 19.46 | 0 | 16.8 | -2.66 | -2.66 | closed
222 | Tumanovo 110/35/10 | 6,3+6,3 | 2.59 | 1.18 | 120 | 1.41 | 0 | 6.615 | 5.205 | 5.205 | opened | 222 | Tumanovo 110/35/10 | 6,3+6,3 | 0.06 | 2.65 | 1.18 | 120 | 1.47 | 0 | 6.615 | 5.145 | 5.145 | opened
| Nom. capacity MV, МVА | 6,3+6,3 | 0.84 | 0.84 |  | 0 | 0 | 6.615 | 6.615 |  |  |  | Nom. capacity MV, МVА | 6,3+6,3 | 0 | 0.84 | 0.84 |  | 0 | 0 | 6.615 | 6.615
| Nom. capacity LV, МVА | 6,3+6,3 | 1.75 | 0.34 | 120 | 1.41 | 0 | 6.615 | 5.205 |  |  |  | Nom. capacity LV, МVА | 6,3+6,3 | 0.06 | 1.81 | 0.34 | 120 | 1.47 | 0 | 6.615 | 5.145
223 | Rossiya 110/35/10 | 10+16 | 2.8 | 1.79 | 120 | 1.01 | 0 | 10.5 | 9.49 | 9.49 | opened | 223 | Rossiya 110/35/10 | 10+16 | 0.6 | 3.4 | 2.11 | 120 | 1.29 | 0 | 10.5 | 9.21 | 9.21 | opened
| Nom. capacity MV, МVА | 10+16 | 1.47 | 1.47 |  | 0 | 0 | 10.5 | 10.5 |  |  |  | Nom. capacity MV, МVА | 10+16 | 0.32 | 1.79 | 1.79 |  | 0 | 0 | 10.5 | 10.5
| Nom. capacity LV, МVА | 10+16 | 1.33 | 0.32 | 120 | 1.01 | 0 | 10.5 | 9.49 |  |  |  | Nom. capacity LV, МVА | 10+16 | 0.28 | 1.61 | 0.32 | 120 | 1.29 | 0 | 10.5 | 9.21
224 | Semlevo 35/10 | 2,5+4 | 0.84 | 0 | 120 | 0.84 | 0 | 2.625 | 1.785 | 1.785 | opened | 224 | Semlevo 35/10 | 2,5+4 | 0.06 | 0.9 | 0 | 120 | 0.9 | 0 | 2.625 | 1.725 | 1.725 | opened
225 | Artyomovo 35/10 | 2,5+2,5 | 0.22 | 0 | 120 | 0.22 | 0 | 2.625 | 2.405 | 2.405 | opened | 225 | Artyomovo 35/10 | 2,5+2,5 | 0 | 0.22 | 0 | 120 | 0.22 | 0 | 2.625 | 2.405 | 2.405 | opened
226 | Gagarin 110/35/10 | 25+25 | 19.92 | 4.78 | 120 | 15.14 | 0 | 26.25 | 11.11 | 11.11 | opened | 226 | Gagarin 110/35/10 | 25+25 | 10.77 | 30.69 | 6.82 | 120 | 23.87 | 0 | 26.25 | 2.38 | 2.38 | opened
| Nom. capacity MV, МVА | 25+25 | 6.02 | 3.06 |  | 2.96 | 0 | 26.25 | 23.29 |  |  |  | Nom. capacity MV, МVА | 25+25 | 4.27 | 10.29 | 5.1 |  | 5.19 | 0 | 26.25 | 21.06
| Nom. capacity LV, МVА | 25+25 | 13.9 | 1.72 | 120 | 12.18 | 0 | 26.25 | 14.07 |  |  |  | Nom. capacity LV, МVА | 25+25 | 6.5 | 20.4 | 1.72 | 120 | 18.68 | 0 | 26.25 | 7.57
227 | Rodomanovo 35/10 | 4+4 | 0.76 | 1.18 | 120 | -0.42 | 0 | 4.2 | 4.62 | 4.62 | opened | 227 | Rodomanovo 35/10 | 4+4 | 0.9 | 1.66 | 1.18 | 120 | 0.48 | 0 | 4.2 | 3.72 | 3.72 | opened
228 | Klushino 35/10 | 4+4 | 0.82 | 0.57 | 120 | 0.25 | 0 | 4.2 | 3.95 | 3.95 | opened | 228 | Klushino 35/10 | 4+4 | 0.69 | 1.51 | 0.57 | 120 | 0.94 | 0 | 4.2 | 3.26 | 3.26 | opened
229 | Ivino 35/10 | 1,6+1,6 | 0.22 | 0 | 120 | 0.22 | 0 | 1.68 | 1.46 | 1.46 | opened | 229 | Ivino 35/10 | 1,6+1,6 | 0 | 0.22 | 0 | 120 | 0.22 | 0 | 1.68 | 1.46 | 1.46 | opened
230 | Karmanovo 35/10 | 4+4 | 3.84 | 0.21 | 120 | 3.63 | 0 | 4.2 | 0.57 | 0.57 | opened | 230 | Karmanovo 35/10 | 4+4 | 1.32 | 5.16 | 0.21 | 120 | 4.95 | 0 | 4.2 | -0.75 | -0.75 | closed
231 | Sverchkovo 35/10 | 2,5+2,5 | 1.46 | 0.75 | 120 | 0.71 | 0 | 2.625 | 1.915 | 1.915 | opened | 231 | Sverchkovo 35/10 | 2,5+2,5 | 0.13 | 1.59 | 0.75 | 120 | 0.84 | 0 | 2.625 | 1.785 | 1.785 | opened
232 | Lesnaya 35/10 | 4+4 | 0.74 | 0 | 120 | 0.74 | 0 | 4.2 | 3.46 | 3.46 | opened | 232 | Lesnaya 35/10 | 4+4 | 0 | 0.74 | 0 | 120 | 0.74 | 0 | 4.2 | 3.46 | 3.46 | opened
233 | Tesovo 35/10 | 1,6+2,5 | 0.67 | 0.48 | 120 | 0.19 | 0 | 1.68 | 1.49 | 1.49 | opened | 233 | Tesovo 35/10 | 1,6+2,5 | 0.03 | 0.7 | 0.48 | 120 | 0.22 | 0 | 1.68 | 1.46 | 1.46 | opened
234 | Svetotekhnika 110/10 | 16+16 | 3.92 | 0.97 | 120 | 2.95 | 0 | 16.8 | 13.85 | 13.85 | opened | 234 | Svetotekhnika 110/10 | 16+16 | 3.8 | 7.72 | 0.97 | 120 | 6.75 | 0 | 16.8 | 10.05 | 10.05 | opened
235 | Mishino 110/35/10 | 10+10 | 3.98 | 2.2 | 120 | 1.78 | 0 | 10.5 | 8.72 | 8.72 | opened | 235 | Mishino 110/35/10 | 10+10 | 1.14 | 5.12 | 3.88 | 120 | 1.24 | 0 | 10.5 | 9.26 | 9.26 | opened
| Nom. capacity MV, МVА | 10+10 | 2.44 | 2.44 |  | 0 | 0 | 10.5 | 10.5 |  |  |  | Nom. capacity MV, МVА | 10+10 | 0.8 | 3.24 | 3.24 |  | 0 | 0 | 10.5 | 10.5
| Nom. capacity LV, МVА | 10+10 | 1.54 | 0.64 | 120 | 0.9 | 0 | 10.5 | 9.6 |  |  |  | Nom. capacity LV, МVА | 10+10 | 0.34 | 1.88 | 0.64 | 120 | 1.24 | 0 | 10.5 | 9.26
236 | Nikolskoe 35/10 | 6,3+6,3 | 1.35 | 0.59 | 120 | 0.76 | 0 | 6.615 | 5.855 | 5.855 | opened | 236 | Nikolskoe 35/10 | 6,3+6,3 | 0.67 | 2.02 | 0.59 | 120 | 1.43 | 0 | 6.615 | 5.185 | 5.185 | opened
237 | Bekrino 35/10 | 2,5+2,5 | 0.55 | 0.09 | 120 | 0.46 | 0 | 2.625 | 2.165 | 2.165 | opened | 237 | Bekrino 35/10 | 2,5+2,5 | 0 | 0.55 | 0.09 | 120 | 0.46 | 0 | 2.625 | 2.165 | 2.165 | opened
238 | Trubnaya 110/10 | 25+25 | 6.38 | 1.57 | 120 | 4.81 | 0 | 26.25 | 21.44 | 21.44 | opened | 238 | Trubnaya 110/10 | 25+25 | 4.91 | 11.29 | 1.57 | 120 | 9.72 | 0 | 26.25 | 16.53 | 16.53 | opened
239 | Temkino 110/35/10 | 10+10 | 3.88 | 1.3 | 120 | 2.58 | 0 | 10.5 | 7.92 | 7.92 | opened | 239 | Temkino 110/35/10 | 10+10 | 2.65 | 6.53 | 2.48 | 120 | 4.05 | 0 | 10.5 | 6.45 | 6.45 | opened
| Nom. capacity MV, МVА | 10+10 | 1.05 | 1.05 |  | 0 | 0 | 10.5 | 10.5 |  |  |  | Nom. capacity MV, МVА | 10+10 | 1.18 | 2.23 | 2.23 |  | 0 | 0 | 10.5 | 10.5
| Nom. capacity LV, МVА | 10+10 | 2.83 | 0.25 | 120 | 2.58 | 0 | 10.5 | 7.92 |  |  |  | Nom. capacity LV, МVА | 10+10 | 1.47 | 4.3 | 0.25 | 120 | 4.05 | 0 | 10.5 | 6.45
240 | Narytka 35/10 | 2,5+2,5 | 0.15 | 0.05 | 120 | 0.1 | 0 | 2.625 | 2.525 | 2.525 | opened | 240 | Narytka 35/10 | 2,5+2,5 | 0 | 0.15 | 0.05 | 120 | 0.1 | 0 | 2.625 | 2.525 | 2.525 | opened
241 | Novodugino 110/35/10 | 10+10 | 4.6 | 2.48 | 120 | 2.12 | 0 | 10.5 | 8.38 | 8.38 | opened | 241 | Novodugino 110/35/10 | 10+10 | 0.61 | 5.21 | 2.95 | 120 | 2.26 | 0 | 10.5 | 8.24 | 8.24 | opened
| Nom. capacity MV, МVА | 10+10 | 2 | 2 |  | 0 | 0 | 10.5 | 10.5 |  |  |  | Nom. capacity MV, МVА | 10+10 | 0.47 | 2.47 | 2.47 |  | 0 | 0 | 10.5 | 10.5
| Nom. capacity LV, МVА | 10+10 | 2.6 | 0.48 | 120 | 2.12 | 0 | 10.5 | 8.38 |  |  |  | Nom. capacity LV, МVА | 10+10 | 0.14 | 2.74 | 0.48 | 120 | 2.26 | 0 | 10.5 | 8.24
242 | Vysokoe 35/10 | 1,6+4 | 0.55 | 0.42 | 120 | 0.13 | 0 | 1.68 | 1.55 | 1.55 | opened | 242 | Vysokoe 35/10 | 1,6+4 | 0.39 | 0.94 | 0.42 | 120 | 0.52 | 0 | 1.68 | 1.16 | 1.16 | opened
243 | Khotkovo 35/10 | 4+4 | 0.67 | 0.26 | 120 | 0.41 | 0 | 4.2 | 3.79 | 3.79 | opened | 243 | Khotkovo 35/10 | 4+4 | 0 | 0.67 | 0.26 | 120 | 0.41 | 0 | 4.2 | 3.79 | 3.79 | opened
244 | Dneprovsk 110/35/10 | 10+10 | 4.66 | 3.47 | 120 | 1.19 | 0 | 10.5 | 9.31 | 9.31 | opened | 244 | Dneprovsk 110/35/10 | 10+10 | 0.77 | 5.43 | 4.24 | 120 | 1.19 | 0 | 10.5 | 9.31 | 9.31 | opened
| Nom. capacity MV, МVА | 10+10 | 3.31 | 3.31 |  | 0 | 0 | 10.5 | 10.5 |  |  |  | Nom. capacity MV, МVА | 10+10 | 0.77 | 4.08 | 4.08 |  | 0 | 0 | 10.5 | 10.5
| Nom. capacity LV, МVА | 10+10 | 1.35 | 0.16 | 120 | 1.19 | 0 | 10.5 | 9.31 |  |  |  | Nom. capacity LV, МVА | 10+10 | 0 | 1.35 | 0.16 | 120 | 1.19 | 0 | 10.5 | 9.31
245 | Lipetsy 35/10 | 2,5+2,5 | 0.33 | 0.75 | 120 | -0.42 | 0 | 2.625 | 3.045 | 3.045 | opened | 245 | Lipetsy 35/10 | 2,5+2,5 | 0.1 | 0.43 | 0.75 | 120 | -0.32 | 0 | 2.625 | 2.945 | 2.945 | opened
246 | Nakhimovskaya 35/10 | 1,6+1,6 | 0.52 | 0.7 | 120 | -0.18 | 0 | 1.68 | 1.86 | 1.86 | opened | 246 | Nakhimovskaya 35/10 | 1,6+1,6 | 0 | 0.52 | 0.7 | 120 | -0.18 | 0 | 1.68 | 1.86 | 1.86 | opened
247 | Sychevka 110/35/10 | 16+25 | 8.78 | 1.47 | 120 | 7.31 | 0 | 16.8 | 9.49 | 9.49 | opened | 247 | Sychevka 110/35/10 | 16+25 | 4.44 | 13.22 | 1.78 | 120 | 11.44 | 0 | 16.8 | 5.36 | 5.36 | opened
| Nom. capacity MV, МVА | 16+25 | 3.5 | 0.7 |  | 2.8 | 0 | 16.8 | 14 |  |  |  | Nom. capacity MV, МVА | 16+25 | 3.22 | 6.72 | 1.01 |  | 5.71 | 0 | 16.8 | 11.09
| Nom. capacfity LV, МVА | 16+25 | 5.28 | 0.77 | 120 | 4.51 | 0 | 16.8 | 12.29 |  |  |  | Nom. capacfity LV, МVА | 16+25 | 1.22 | 6.5 | 0.77 | 120 | 5.73 | 0 | 16.8 | 11.07
248 | Sutormino 35/10 | 1,8+4 | 0.56 | 0.06 | 120 | 0.5 | 0 | 1.89 | 1.39 | 1.39 | opened | 248 | Sutormino 35/10 | 1,8+4 | 0 | 0.56 | 0.06 | 120 | 0.5 | 0 | 1.89 | 1.39 | 1.39 | opened
249 | Karavaevo 35/10 | 4+4 | 1.14 | 0.29 | 120 | 0.85 | 0 | 4.2 | 3.35 | 3.35 | opened | 249 | Karavaevo 35/10 | 4+4 | 0.38 | 1.52 | 0.29 | 120 | 1.23 | 0 | 4.2 | 2.97 | 2.97 | opened
250 | Lukino 35/10 | 4+1,6 | 0.73 | 0.51 | 120 | 0.22 | 0 | 1.68 | 1.46 | 1.46 | opened | 250 | Lukino 35/10 | 4+1,6 | 0 | 0.73 | 0.51 | 120 | 0.22 | 0 | 1.68 | 1.46 | 1.46 | opened
251 | Subbotniki 110/10 | 6,3+6,3 | 0.66 | 0 | 120 | 0.66 | 0 | 6.615 | 5.955 | 5.955 | opened | 251 | Subbotniki 110/10 | 6,3+6,3 | 0.37 | 1.03 | 0 | 120 | 1.03 | 0 | 6.615 | 5.585 | 5.585 | opened
252 | Ugra 110/10 | 6,3+6,3 | 2.82 | 0 | 120 | 2.82 | 0 | 6.615 | 3.795 | 3.795 | opened | 252 | Ugra 110/10 | 6,3+6,3 | 0.13 | 2.95 | 0 | 120 | 2.95 | 0 | 6.615 | 3.665 | 3.665 | opened
253 | Znamenka 110/35/10 | 10+10 | 2.52 | 1.35 | 120 | 1.17 | 0 | 10.5 | 9.33 | 9.33 | opened | 253 | Znamenka 110/35/10 | 10+10 | 2.72 | 5.24 | 1.48 | 120 | 3.76 | 0 | 10.5 | 6.74 | 6.74 | opened
| Nom. capacity MV, МVА | 10+10 | 1.32 | 1.32 |  | 0 | 0 | 10.5 | 10.5 |  |  |  | Nom. capacity MV, МVА | 10+10 | 0.13 | 1.45 | 1.45 | 120 | 0 | 0 | 10.5 | 10.5
| Nom. capacity LV, МVА | 10+10 | 1.2 | 0.03 | 120 | 1.17 | 0 | 10.5 | 9.33 |  |  |  | Nom. capacity LV, МVА | 10+10 | 2.59 | 3.79 | 0.03 | 120 | 3.76 | 0 | 10.5 | 6.74
254 | Losmino 35/10 | 2,5+2,5 | 1.14 | 0.4 | 120 | 0.74 | 0 | 2.625 | 1.885 | 1.885 | opened | 254 | Losmino 35/10 | 2,5+2,5 | 0 | 1.14 | 0.4 | 120 | 0.74 | 0 | 2.625 | 1.885 | 1.885 | opened
255 | Vskhody 110/35/10 | 6,3+6,3 | 1.1 | 0.43 | 120 | 0.67 | 0 | 6.615 | 5.945 | 5.945 | opened | 255 | Vskhody 110/35/10 | 6,3+6,3 | 0.11 | 1.21 | 0.43 | 120 | 0.78 | 0 | 6.615 | 5.835 | 5.835 | opened
| Nom. capacity MV, МVА | 6,3+6,3 | 0.42 | 0.42 |  | 0 | 0 | 6.615 | 6.615 |  |  |  | Nom. capacity MV, МVА | 6,3+6,3 | 0 | 0.42 | 0.42 | 120 | 0 | 0 | 6.615 | 6.615
| Nom. capacity LV, МVА | 6,3+6,3 | 0.68 | 0.01 | 120 | 0.67 | 0 | 6.615 | 5.945 |  |  |  | Nom. capacity LV, МVА | 6,3+6,3 | 0.11 | 0.79 | 0.01 | 120 | 0.78 | 0 | 6.615 | 5.835
| Total: | 3150.6 | 566.25 | [8 empty] | 2: Total:; 3: 3150.6; 4: 254.66; 5: 820.91
| deficit | [8 empty] | -0.37 |  | 2: deficit; Мin. 12: -57.25
| proficit | [8 empty] | 1074.43 |  | 2: proficit; Мin. 12: 862.55

## Орел
table 1
No. | Object of main substation, voltage class | Current deficit | [8 empty] | Note | No. | Object of main substation, voltage class | Expected dificit / proficit | [9 empty] | Note
|  | Installed power capacity of transformers Sуst., including their number, pcs/ MVA | Summary total capacity of Central Substation following the results of measurements of load maximum Sмах , MVA | Total capacity redistributed according to operating rules, MVA for the time period |  | Total capacity including re-distribution, MVA | Limiting factors, MVA | Permissible load accounted in the n-1 mode, MVA | Transmission capacity, MVA | Deficit/proficit of Main Substation, MVA |  |  |  | Installed power capacity of transformers Sуst., including their number in future subject to fulfillment of technical specifications at TS or other measures on reconstruction of MS pcs/ MVA | Additional capacity according to provided technical specifications at TS, МVА | Expected load of main substation, MVA | Total redistributed capacity in future including fulfillment of measures of technical specifications or other measures relating to reconstruction of network, investment programs etc. |  | Total capacity including re-distribution, MVA | Limiting factors, MVA | Permissible load accounted in the n-1 mode, MVA | Transmission capacity, MVA | Deficit / proficit of main substation, MVA
|  |  |  | МVА | Мin. | [11 empty] | МVА | Мin.
1 | 2 | 3 | 4 | 5 | 6 | 7 | 8 | 9 | 10 | 11 | 12 | 1 | 2 | 3 | 4 | 5 | 6 | 7 | 8 | 9 | 10 | 11 | 12 | 13
1 | SS 35/10 kv Almazovo | 2.5 | 0.38 | 0.83 | 30 | 0.83 | 0 | 0.83 | 0.45 | 0.45 | opened | 1 | SS 35/10 kv Almazovo | 2.5 | 0.029 | 0.409 | 0.83 | 30 | 0.83 | 0 | 0.83 | 0.421 | 0.421 | opened
2 | SS 35/10 kv Voronets | 2.5 | 0.31 | 0.91 | 90 | 0.91 | 0 | 0.91 | 0.6 | 0.6 | opened | 2 | SS 35/10 kv Voronets | 2.5 | 0 | 0.31 | 0.91 | 90 | 0.91 | 0 | 0.91 | 0.6 | 0.6 | opened
3 | SS 35/10 kv Gostoml | 2.5 | 0.65 | 0.66 | 120 | 0.66 | 0 | 0.66 | 0.01 | 0.01 | opened | 3 | SS 35/10 kv Gostoml | 2.5 | 0.024 | 0.674 | 1.6 | 24 hours | 1.6 | 0 | 1.6 | 0.926 | 0.926 | opened
4 | SS 35/10 kv Gubkino | 3.2 | 0.47 | 1.56 | 30 | 1.56 | 0 | 1.56 | 1.09 | 1.09 | opened | 4 | SS 35/10 kv Gubkino | 3.2 | 0.038 | 0.508 | 1.56 | 30 | 1.56 | 0 | 1.56 | 1.052 | 1.052 | opened
5 | SS 35/10 kv Devyatino | 1.6 | 0.31 | 0.71 | 45 | 0.71 | 0 | 0.71 | 0.4 | 0.4 | opened | 5 | SS 35/10 kv Devyatino | 1.6 | 0.012 | 0.322 | 0.71 | 45 | 0.71 | 0 | 0.71 | 0.388 | 0.388 | opened
6 | SS 35/10 kv Kamenka | 2.5 | 0.76 | 1.6 | 24 hours | 1.6 | 0 | 1.6 | 0.84 | 0.84 | opened | 6 | SS 35/10 kv Kamenka | 2.5 | 0.015 | 0.775 | 1.6 | 24 hours | 1.6 | 0 | 1.6 | 0.825 | 0.825 | opened
7 | SS 35/10 kv Kozminskaya | 2.5 | 0.28 | 1.29 | 45 | 1.29 | 0 | 1.29 | 1.01 | 1.01 | opened | 7 | SS 35/10 kv Kozminskaya | 2.5 | 0.027 | 0.307 | 1.29 | 45 | 1.29 | 0 | 1.29 | 0.983 | 0.983 | opened
8 | SS 110/35/10 kv Maloarkhangelskaya | 10 | 5.93 | 6.14 | 60 | 0.21 | 0 | 6.14 | 0.21 | 0.21 | opened | 8 | SS 110/35/10 kv Maloarkhangelskaya | 10 | 3.118 | 9.078 | 6.14 | 60 | 6.14 | 0 | 6.14 | -2.938 | -2.938 | closed
| Nom. capacity MV, MVA | 10 | 2.66 | 1.94 | 60 | [7 empty] | Nom. capacity MV, MVA | 10 | 0.053 | 2.713 | 1.94 | 60 | 1.94 | 0 | 1.94 | -0.773
| Nom. capacity LV, MVA | 10 | 3.3 | 4.2 | 60 | 0.9 | 0 | 4.2 | 0.9 |  |  |  | Nom. capacity LV, MVA | 10 | 3.065 | 6.365 | 4.2 | 60 | 4.2 | 0 | 4.2 | -2.165
9 | SS 110/35/10 kv Novopolevo | 16 | 2.74 | 3.71 | 30 | 3.71 | 0 | 3.71 | 0.97 | -0.27 | closed | 9 | SS 110/35/10 kv Novopolevo | 16 | 0.452 | 3.212 | 3.71 | 30 | 3.71 | 0 | 3.71 | 0.498 | -0.588 | closed
| Nom. capacity MV, MVA | 16 | 1.38 | 2.6 | 30 | [7 empty] | Nom. capacity MV, MVA | 16 | 0.134 | 1.514 | 2.6 | 30 | 2.6 | 0 | 2.6 | 1.086
| Nom. capacity LV, MVA | 16 | 1.38 | 1.11 | 30 | 1.11 | 0 | 1.11 | -0.27 |  |  |  | Nom. capacity LV, MVA | 16 | 0.318 | 1.698 | 1.11 | 30 | 1.11 | 0 | 1.11 | -0.588
10 | SS 35/10 kv Nikolskaya | 2.5 | 0.6 | 1.33 | 45 | 1.33 | 0 | 1.33 | 0.73 | 0.73 | opened | 10 | SS 35/10 kv Nikolskaya | 2.5 | 0.011 | 0.611 | 1.33 | 45 | 1.33 | 0 | 1.33 | 0.719 | 0.719 | opened
11 | SS 35/10 kv Paramonovo | 1.8 | 0.15 | 0.48 | 90 | 0.48 | 0 | 0.48 | 0.33 | 0.33 | opened | 11 | SS 35/10 kv Paramonovo | 1.8 | 0.021 | 0.171 | 0.48 | 90 | 0.48 | 0 | 0.48 | 0.309 | 0.309 | opened
12 | SS 35/10 kv Senkovo | 1.6 | 0.31 | 1.29 | 30 | 1.29 | 0 | 1.29 | 0.98 | 0.98 | opened | 12 | SS 35/10 kv Senkovo | 1.6 | 0.06 | 0.37 | 1.29 | 30 | 1.29 | 0 | 1.29 | 0.92 | 0.92 | opened
13 | SS 35/10 kv Somovo | 2.5 | 0.34 | 0.96 | 60 | 0.96 | 0 | 0.96 | 0.62 | 0.62 | opened | 13 | SS 35/10 kv Somovo | 2.5 | 0.004 | 0.344 | 0.96 | 60 | 0.96 | 0 | 0.96 | 0.616 | 0.616 | opened
14 | SS 110/35/10 kv Trosna | 16 | 2.53 | 4.16 | 45 | 4.16 | 0 | 4.16 | 1.63 | 0.72 | opened | 14 | SS 110/35/10 kv Trosna | 16 | 0.088 | 2.628 | 4.16 | 45 | 4.16 | 0 | 4.16 | 1.532 | 1.532 | opened
| Nom. capacity MV, MVA | 16 | 1.46 | 2.36 | 45 | [7 empty] | Nom. capacity MV, MVA | 16 | 0.014 | 1.474 | 2.36 | 45 | 2.36 | 0 | 2.36 | 0.886
| Nom. capacity LV, MVA | 16 | 1.08 | 1.8 | 45 | 1.8 | 0 | 1.8 | 0.72 |  |  |  | Nom. capacity LV, MVA | 16 | 0.074 | 1.154 | 1.8 | 45 | 1.8 | 0 | 1.8 | 0.646
15 | SS 35/10 kv Shablykino | 5.6 | 0.09 | 0.8 | 90 | 0.8 | 0 | 0.8 | 0.71 | 0.71 | opened | 15 | SS 35/10 kv Shablykino | 5.6 | 0.004 | 0.094 | 0.8 | 90 | 0.8 | 0 | 0.8 | 0.706 | 0.706 | opened
16 | SS 35/10 kv Yuryevo | 2.5 | 0.18 | 1.07 | 60 | 1.07 | 0 | 1.07 | 0.89 | 0.89 | opened | 16 | SS 35/10 kv Yuryevo | 2.5 | 0 | 0.18 | 1.07 | 60 | 1.07 | 0 | 1.07 | 0.89 | 0.89 | opened
17 | SS 110/35/10 kv Region V | 10 | 3.77 | 5.4 | 120 | 5.4 | 0 | 5.4 | 1.63 | 1.56 | opened | 17 | SS 110/35/10 kv Region V | 10 | 0.2 | 4.04 | 5.4 | 120 | 5.4 | 0 | 5.4 | 1.36 | 1.36 | opened
| Nom. capacity MV, MVA | 10 | 0 | 0 | [8 empty] | Nom. capacity MV, MVA | 10 | 0 | 0 | 0 |  | 0 | 0 | 0 | 0
| Nom. capacity LV, MVA | 10 | 3.84 | 5.4 | 120 | 5.4 | 0 | 5.4 | 1.56 |  |  |  | Nom. capacity LV, MVA | 10 | 0.2 | 4.04 | 5.4 | 120 | 5.4 | 0 | 5.4 | 1.36
18 | SS 110/10 kv Pishchevaya | 6.3 | 2.57 | 1.875 | 60 | 1.875 | 0 | 1.875 | -0.695 | -0.695 | closed | 18 | SS 110/10 kv Pishchevaya | 6.3 | 2.353 | 4.923 | 1.875 | 60 | 1.875 | 0 | 1.875 | -3.048 | -3.048 | closed
19 | SS 110/10 kv Telchye | 3.2 | 1.65 | 1.46 | 120 | 1.46 | 0 | 1.46 | -0.19 | -0.19 | closed | 19 | SS 110/10 kv Telchye | 3.2 | 0.186 | 1.836 | 1.46 | 120 | 1.46 | 0 | 1.46 | -0.376 | -0.376 | closed
20 | SS 110/10 kv B.Chern | 2.5 | 0.31 | 1 | 120 | 1 | 0 | 1 | 0.69 | 0.69 | opened | 20 | SS 110/10 kv B.Chern | 2.5 | 0 | 0.31 | 1 | 120 | 1 | 0 | 1 | 0.69 | 0.69 | opened
21 | SS 35/10 kv Bashkatovo | 1.6 | 0.37 | 0.8 | 120 | 0.8 | 0 | 0.8 | 0.43 | 0.43 | opened | 21 | SS 35/10 kv Bashkatovo | 1.6 | 0.018 | 0.388 | 0.8 | 120 | 0.8 | 0 | 0.8 | 0.412 | 0.412 | opened
22 | SS 35/10 kv Vysokoe | 1.6 | 0.28 | 1.24 | 120 | 1.24 | 0 | 1.24 | 0.96 | 0.96 | opened | 22 | SS 35/10 kv Vysokoe | 1.6 | 0 | 0.28 | 1.24 | 120 | 1.24 | 0 | 1.24 | 0.96 | 0.96 | opened
23 | SS 35/10 kv Gladkoe | 2.5 | 0.43 | 1.46 | 120 | 1.46 | 0 | 1.46 | 1.03 | 1.03 | opened | 23 | SS 35/10 kv Gladkoe | 2.5 | 0.014 | 0.444 | 1.46 | 120 | 1.46 | 0 | 1.46 | 1.016 | 1.016 | opened
24 | SS 35/10 kv Lykovo | 2.5 | 0.82 | 1.24 | 120 | 1.24 | 0 | 1.24 | 0.42 | 0.42 | opened | 24 | SS 35/10 kv Lykovo | 2.5 | 0.031 | 0.851 | 1.24 | 120 | 1.24 | 0 | 1.24 | 0.389 | 0.389 | opened
25 | SS 35/6 kv Sugar mill | 4 | 0 | 0 |  | 0 | 0 | 0 | 0 | 0 | opened | 25 | SS 35/6 kv Sugar mill | 4 | 0 | 0 | 0 |  | 0 | 0 | 0 | 0 | 0 | opened
26 | SS 35/10 kv Gnezdilivo | 1.6 | 0.3 | 0.68 | 120 | 0.68 | 0 | 0.68 | 0.38 | 0.38 | opened | 26 | SS 35/10 kv Gnezdilivo | 1.6 | 0.014 | 0.314 | 0.68 | 120 | 0.68 | 0 | 0.68 | 0.366 | 0.366 | opened
27 | SS 35/10 kv Koptevo | 2.5 | 0.28 | 0.44 | 120 | 0.44 | 0 | 0.44 | 0.16 | 0.16 | opened | 27 | SS 35/10 kv Koptevo | 2.5 | 0 | 0.28 | 0.44 | 120 | 0.44 | 0 | 0.44 | 0.16 | 0.16 | opened
28 | SS 110/35/10/6 kv Meat processing factory | 10 | 1.57 | 2.13 | 120 | 2.13 | 0 | 2.13 | 0.56 | 0.32 | opened | 28 | SS 110/35/10/6 kv Meat processing factory | 10 | 0.012 | 1.822 | 2.13 | 120 | 2.13 | 0 | 2.13 | 0.308 | 0.308 | opened
| Nom. capacity MV, MVA | 10 | 0 | 0 | 0 | [7 empty] | Nom. capacity MV, MVA | 10 | 0 | 0 | 0 | 0 | 0 | 0 | 0 | 0
| Nom. capacity LV, MVA | 10 | 1.81 | 2.13 | 120 | 2.13 | 0 | 2.13 | 0.32 |  |  |  | Nom. capacity LV, MVA | 10 | 0.012 | 1.822 | 2.13 | 120 | 2.13 | 0 | 2.13 | 0.308
29 | SS 110/35/10 kv Shatilovo | 10 | 1.43 | 0.69 | 120 | 0.69 | 0 | 0.69 | -0.74 | -0.74 | closed | 29 | SS 110/35/10 kv Shatilovo | 10 | 0.005 | 1.456 | 0.69 | 120 | 0.69 | 0 | 0.69 | -0.766 | -0.766 | closed
| Nom. capacity MV, MVA | 10 | 0.53 | 0.16 | 180 | 0.16 | 0 | 0.16 | -0.37 |  |  |  | Nom. capacity MV, MVA | 10 | 0.011 | 0.541 | 0.16 | 180 | 0.16 | 0 | 0.16 | -0.381
| Nom. capacity LV, MVA | 10 | 0.91 | 0.53 | 120 | 0.53 | 0 | 0.53 | -0.38 |  |  |  | Nom. capacity LV, MVA | 10 | 0.005 | 0.915 | 0.53 | 120 | 0.53 | 0 | 0.53 | -0.385
30 | SS 110/35/10 kv Sovkhoznaya | 10 | 6.46 | 8.96 | 120 | 8.96 | 0 | 8.96 | 2.5 | 1.23 | opened | 30 | SS 110/35/10 kv Sovkhoznaya | 10 | 0.07 | 7.611 | 8.96 | 120 | 8.96 | 0 | 8.96 | 1.349 | 0.179 | opened
| Nom. capacity MV, MVA | 10 | 5.39 | 6.62 | 120 | 6.62 | 0 | 6.62 | 1.23 |  |  |  | Nom. capacity MV, MVA | 10 | 1.051 | 6.441 | 6.62 | 120 | 6.62 | 0 | 6.62 | 0.179
| Nom. capacity LV, MVA | 10 | 1.1 | 2.34 | 120 | 2.34 | 0 | 2.34 | 1.24 |  |  |  | Nom. capacity LV, MVA | 10 | 0.07 | 1.17 | 2.34 | 120 | 2.34 | 0 | 2.34 | 1.17
31 | SS 35/10 kv Danilovskaya | 1.6 | 0.45 | 0.54 | 120 | 0.54 | 0 | 0.54 | 0.09 | 0.09 | opened | 31 | SS 35/10 kv Danilovskaya | 1.6 | 0 | 0.45 | 0.54 | 120 | 0.54 | 0 | 0.54 | 0.09 | 0.09 | opened
32 | SS 35/10 kv Korseevo | 1.8 | 0.02 | 0.88 | 120 | 0.88 | 0 | 0.88 | 0.86 | 0.86 | opened | 32 | SS 35/10 kv Korseevo | 1.8 | 0 | 0.02 | 0.88 | 120 | 0.88 | 0 | 0.88 | 0.86 | 0.86 | opened
33 | SS 35/10 kv Lipovets | 2.5 | 0.82 | 1.39 | 120 | 1.39 | 0 | 1.39 | 0.57 | 0.57 | opened | 33 | SS 35/10 kv Lipovets | 2.5 | 0.007 | 0.827 | 1.39 | 120 | 1.39 | 0 | 1.39 | 0.563 | 0.563 | opened
34 | SS 35/10 kv Misaylovo | 1.6 | 0.47 | 1.6 | 24 hours | 1.6 | 0 | 1.6 | 1.13 | 1.13 | opened | 34 | SS 35/10 kv Misaylovo | 1.6 | 0.004 | 0.474 | 1.6 |  | 1.6 | 0 | 1.6 | 1.126 | 1.126 | opened
35 | SS 35/10 kv Mikhaylovka | 2.5 | 0.26 | 0.31 | 80 | 0.31 | 0 | 0.31 | 0.05 | 0.05 | opened | 35 | SS 35/10 kv Mikhaylovka | 2.5 | 0.009 | 0.269 | 0.31 | 80 | 0.31 | 0 | 0.31 | 0.041 | 0.041 | opened
36 | SS 35/10 kv Pankovo | 1.8 | 0.53 | 1.6 | 24 hours | 1.6 | 0 | 1.6 | 1.07 | 1.07 | opened | 36 | SS 35/10 kv Pankovo | 1.8 | 0.011 | 0.541 | 1.6 | 24 hours | 1.6 | 0 | 1.6 | 1.059 | 1.059 | opened
37 | SS 35/10 kv Sudbishchi | 2.5 | 0.73 | 1.6 | 24 hours | 1.6 | 0 | 1.6 | 0.87 | 0.87 | opened | 38 | SS 35/10 kv Sudbishchi | 2.5 | 0.012 | 0.742 | 1.6 | 24 hours | 1.6 | 0 | 1.6 | 0.858 | 0.858 | opened
38 | SS 35/10 kv Tim | 1.6 | 0.71 | 1.6 | 24 hours | 1.6 | 0 | 1.6 | 0.89 | 0.89 | opened | 39 | SS 35/10 kv Tim | 1.6 | 0.013 | 0.723 | 1.6 | 24 hours | 1.6 | 0 | 1.6 | 0.877 | 0.877 | opened
39 | SS 35/10 kv Topki | 1 | 0.36 | 1.6 | 24 hours | 1.6 | 0 | 1.6 | 1.24 | 1.24 | opened | 40 | SS 35/10 kv Topki | 1 | 0.006 | 0.366 | 1.6 | 24 hours | 1.6 | 0 | 1.6 | 1.234 | 1.234 | opened
40 | SS 35/10 kv Yarishche | 2.5 | 0.4 | 1.6 | 24 hours | 1.6 | 0 | 1.6 | 1.2 | 1.2 | opened | 41 | SS 35/10 kv Yarishche | 2.5 | 0.021 | 0.421 | 1.6 | 24 hours | 1.6 | 0 | 1.6 | 1.179 | 1.179 | opened
41 | SS 110/10 kv Alshanskaya | 10+10 | 6.6 | 3.88 | 30 | 2.72 | 0 | 10.5 | 7.78 | 7.78 | opened | 42 | SS 110/10 kv Alshanskaya | 10+10 | 0.369 | 6.969 | 3.88 | 30 | 3.089 | 0 | 10.5 | 7.411 | 7.411 | opened
42 | SS 35/10 kv Arkhangelskaya | 2,5+2,5 | 0.4 | 0.93 | 90 | -0.53 | 0 | 2.625 | 3.155 | 3.155 | opened | 43 | SS 35/10 kv Arkhangelskaya | 2,5+2,5 | 0.022 | 0.422 | 0.93 | 90 | -0.508 | 0 | 2.625 | 3.133 | 3.133 | opened
43 | SS 35/10 kv Atyaevskaya | 1,6+2,5 | 0.56 | 0 | - | 0.56 | 0 | 1.68 | 1.12 | 1.12 | opened | 44 | SS 35/10 kv Atyaevskaya | 1,6+2,5 | 0 | 0.56 | 0 |  | 0.56 | 0 | 1.68 | 1.12 | 1.12 | opened
44 | SS 110/35/10 kv Bogoroditskaya | 10+10 | 2.9 | 3.06 | 90 | -0.16 | 0 | 10.5 | 10.66 | 10.29 | opened | 45 | SS 110/35/10 kv Bogoroditskaya | 10+10 | 1.601 | 4.471 | 3.06 | 90 | 1.411 | 0 | 10.5 | 9.089 | 9.089 | opened
45 | Nom. capacity MV, MVA | 10+10 | 2.64 | 2.43 | 90 | 0.21 | 0 | 10.5 | 10.29 |  |  |  | Nom. capacity MV, MVA | 10+10 | 0.119 | 2.759 | 2.43 | 90 | 0.329 | 0 | 10.5 | 10.171
| Nom. capacity LV, MVA | 10+10 | 0.23 | 0.63 | 90 | -0.4 | 0 | 10.5 | 10.9 |  |  |  | Nom. capacity LV, MVA | 10+10 | 1.482 | 1.712 | 0.63 | 90 | 1.082 | 0 | 10.5 | 9.418
| SS 35/10 kv Baklanovo | 1,6+1,6 | 0.83 | 0.64 | 60 | 0.19 | 0 | 1.68 | 1.49 | 1.49 | opened | 46 | SS 35/10 kv Baklanovo | 1,6+1,6 | 0.012 | 0.842 | 0.64 | 60 | 0.202 | 0 | 1.68 | 1.478 | 1.478 | opened
46 | SS 35/10 kv Biofactory | 6,3+6,3 | 2.88 | 2.05 | 90 | 0.83 | 0 | 6.615 | 5.785 | 5.785 | opened | 47 | SS 35/10 kv Biofactory | 6,3+6,3 | 0.335 | 3.215 | 2.05 | 90 | 1.165 | 0 | 6.615 | 5.45 | 5.45 | opened
47 | SS 110/10 kv Volodarskaya | 2,5+6,3 | 3.85 | 1.46 | 30 | 2.39 | 0 | 2.625 | 0.235 | 0.235 | opened | 48 | SS 110/10 kv Volodarskaya | 2,5+6,3 | 1.768 | 5.618 | 1.46 | 30 | 4.158 | 0 | 2.625 | -1.533 | -1.533 | closed
48 | SS 110/10 kv Vostochnaya | 15+15 | 14.87 | 5.87 | 120 | 9 | 0 | 15.75 | 6.75 | 6.75 | opened | 49 | SS 110/10 kv Vostochnaya | 15+15 | 0 | 14.87 | 5.87 | 120 | 9 |  | 15.75 | 6.75 | 6.75 | opened
49 | SS 110/35/10 kv Dmitrovskaya | 10+10 | 3.64 | 0.45 | 60 | 3.19 | 0 | 10.5 | 7.31 | 7.31 | opened | 50 | SS 110/35/10 kv Dmitrovskaya | 10+10 | 0.143 | 3.773 | 0.45 | 60 | 3.323 | 0 | 10.5 | 7.177 | 7.177 | opened
50 | Nom. capacity MV, MVA | 10+10 | 0.31 | 0 | 0 | 0.31 | 0 | 10.5 | 10.19 |  |  |  | Nom. capacity MV, MVA | 10+10 | 0.012 | 0.322 | 0 |  | 0.322 | 0 | 10.5 | 10.178
| Nom. capacity LV, MVA | 10+10 | 3.32 | 0.45 | 60 | 2.87 | 0 | 10.5 | 7.63 |  |  |  | Nom. capacity LV, MVA | 10+10 | 0.131 | 3.451 | 0.45 | 60 | 3.001 | 0 | 10.5 | 7.499
| SS 110/10 kv Zheleznodorozhnaya | 16+16 | 12.57 | 3.98 | 180 | 8.59 | 0 | 16.8 | 8.21 | 8.21 | opened | 51 | SS 110/10 kv Zheleznodorozhnaya | 16+16 | 1.707 | 14.277 | 3.98 | 180 | 10.297 | 0 | 16.8 | 6.503 | 6.503 | opened
51 | SS 35/10 kv Zhilyaevskaya | 1,8+1,8 | 1.06 | 0.64 | 60 | 0.42 | 0 | 1.89 | 1.47 | 1.47 | opened | 52 | SS 35/10 kv Zhilyaevskaya | 1,8+1,8 | 0.018 | 1.078 | 0.64 | 60 | 0.438 | 0 | 1.89 | 1.452 | 1.452 | opened
52 | SS 110/6 kv Zavodskaya | 40+25 | 16.07 | 4.39 | 150 | 11.68 | 0 | 26.25 | 14.57 | 14.57 | opened | 53 | SS 110/6 kv Zavodskaya | 40+25 | 0 | 16.07 | 4.39 | 150 | 11.68 | 0 | 26.25 | 14.57 | 14.57 | opened
53 | SS 110/6 kv Zapadnaya | 25+25 | 25.03 | 0 | 120 | 25.03 | 0 | 26.25 | 1.22 | 1.22 | opened | 54 | SS 110/6 kv Zapadnaya | 25+25 | 19.118 | 44.148 | 5.37 | 120 | 38.778 | 0 | 26.25 | -12.528 | -12.528 | closed
54 | SS 35/10 kv Zvyaginki | 2,5+2,5 | 2.08 | 1.48 | 60 | 0.6 | 0 | 2.625 | 2.025 | 2.025 | opened | 55 | SS 35/10 kv Zvyaginki | 2,5+2,5 | 0.296 | 2.376 | 1.48 | 60 | 0.896 | 0 | 2.625 | 1.729 | 1.729 | opened
55 | SS 35/10 kv Ilyinskaya | 3,2+1,6 | 1.16 | 1.18 | 30 | -0.02 | 0 | 1.68 | 1.7 | 1.7 | opened | 56 | SS 35/10 kv Ilyinskaya | 3,2+1,6 | 0.053 | 1.213 | 1.18 | 30 | 0.033 | 0 | 1.68 | 1.647 | 1.647 | opened
56 | SS 110/35/10 kv Kulikovskaya | 10+10 | 5.28 | 1.44 | 90 | 3.84 | 0 | 10.5 | 6.66 | 6.66 | opened | 57 | SS 110/35/10 kv Kulikovskaya | 10+10 | 5.292 | 10.602 | 1.44 | 90 | 9.162 | 0 | 10.5 | 1.338 | 1.338 | opened
57 | Nom. capacity MV, MVA | 10+10 | 1.49 | 1 | 90 | 0.49 | 0 | 10.5 | 10.01 |  |  |  | Nom. capacity MV, MVA | 10+10 | 0 | 1.49 | 1 | 90 | 0.49 | 0 | 10.5 | 10.01
| Nom. capacity LV, MVA | 10+10 | 3.82 | 0.44 | 90 | 3.38 | 0 | 10.5 | 7.12 |  |  |  | Nom. capacity LV, MVA | 10+10 | 5.292 | 9.112 | 0.44 | 90 | 8.672 | 0 | 10.5 | 1.828
| SS 110/35/10 kv Kromskaya | 16+16 | 8.63 | 6.83 | 45 | 1.8 | 0 | 16.8 | 15 | 14.42 | opened | 58 | SS 110/35/10 kv Kromskaya | 16+16 | 6.532 | 15.742 | 6.83 | 45 | 8.912 | 0 | 16.8 | 7.888 | 7.888 | opened
58 | Nom. capacity MV, MVA | 16+16 | 5 | 5 | 45 | 0 | 0 | 16.8 | 16.8 |  |  |  | Nom. capacity MV, MVA | 16+16 | 6.149 | 11.149 | 5 | 45 | 6.149 | 0 | 16.8 | 10.651
| Nom. capacity LV, MVA | 16+16 | 4.21 | 1.83 | 45 | 2.38 | 0 | 16.8 | 14.42 |  |  |  | Nom. capacity LV, MVA | 16+16 | 0.383 | 4.593 | 1.83 | 45 | 2.763 | 0 | 16.8 | 14.037
| SS 35/10 kv Krasnoarmeyskaya | 2,5+2,5 | 1.16 | 0.95 | 30 | 0.21 | 0 | 2.625 | 2.415 | 2.415 | opened | 59 | SS 35/10 kv Krasnoarmeyskaya | 2,5+2,5 | 0.014 | 1.174 | 0.95 | 30 | 0.224 | 0 | 2.625 | 2.401 | 2.401 | opened
59 | SS 35/10 kv Kurakinskaya | 1,6+1,8 | 0.83 | 0 | - | 0.83 | 0 | 1.68 | 0.85 | 0.85 | opened | 60 | SS 35/10 kv Kurakinskaya | 1,6+1,8 | 0.005 | 0.835 | 0 |  | 0.835 | 0 | 1.68 | 0.845 | 0.845 | opened
60 | SS 35/10 kv Kutafino | 1,6+1,6 | 0.22 | 0.83 | 30 | -0.61 | 0 | 1.68 | 2.29 | 2.29 | opened | 61 | SS 35/10 kv Kutafino | 1,6+1,6 | 6.069 | 6.289 | 0.83 | 30 | 5.459 | 0 | 1.68 | -3.779 | -3.779 | closed
61 | SS 35/10 kv Lovchikovo | 2,5+2,5 | 0.55 | 1.59 | 30 | -1.04 | 0 | 2.625 | 3.665 | 3.665 | opened | 62 | SS 35/10 kv Lovchikovo | 2,5+2,5 | 0.048 | 0.598 | 1.59 | 30 | -0.992 | 0 | 2.625 | 3.617 | 3.617 | opened
62 | SS 35/10 kv Lubyanskaya | 1+1,6 | 0.43 | 0.47 | 60 | -0.04 | 0 | 1.05 | 1.09 | 1.09 | opened | 63 | SS 35/10 kv Lubyanskaya | 1+1,6 | 0 | 0.43 | 0.47 | 60 | -0.04 | 0 | 1.05 | 1.09 | 1.09 | opened
63 | SS 35/10 kv Lukovets | 1,8+2,5 | 0.42 | 0.99 | 90 | -0.57 | 0 | 1.89 | 2.46 | 2.46 | opened | 64 | SS 35/10 kv Lukovets | 1,8+2,5 | 0 | 0.42 | 0.99 | 90 | -0.57 | 0 | 1.89 | 2.46 | 2.46 | opened
64 | SS 35/10 kv Malorkhangelskaya | 5,6+5,6 | 0.54 | 1.7 | 30 | -1.16 | 0 | 5.88 | 7.04 | 7.04 | opened | 65 | SS 35/10 kv Maloarkhangelskaya | 5,6+5,6 | 0.353 | 0.893 | 1.7 | 30 | -0.807 | 0 | 5.88 | 6.687 | 6.687 | opened
65 | SS 110/35/10 kv Naryshkinskaya | 10+10 | 7.38 | 1.41 | 90 | 5.97 | 0 | 10.5 | 4.53 | 4.53 | opened | 66 | SS 110/35/10 kv Naryshkinskaya | 10+10 | 1.132 | 8.522 | 1.41 | 90 | 7.112 | 0 | 10.5 | 3.388 | 3.388 | opened
66 | Nom. capacity MV, MVA | 10+10 | 1.3 | 0.86 | 90 | 0.44 | 0 | 10.5 | 10.06 |  |  |  | Nom. capacity MV, MVA | 10+10 | 0.067 | 1.367 | 0.86 | 90 | 0.507 | 0 | 10.5 | 9.993
| Nom. capacity LV, MVA | 10+10 | 6.09 | 0.55 | 90 | 5.54 | 0 | 10.5 | 4.96 |  |  |  | Nom. capacity LV, MVA | 10+10 | 1.065 | 7.155 | 0.55 | 90 | 6.605 | 0 | 10.5 | 3.895
| SS 35/10 kv Nizhnyaya Sloboda | 2,5+5,6 | 0.58 | 1.63 | 45 | -1.05 | 0 | 2.625 | 3.675 | 3.675 | opened | 67 | SS 35/10 kv Nizhnyaya Sloboda | 2,5+5,6 | 0.021 | 0.601 | 1.63 | 45 | -1.029 | 0 | 2.625 | 3.654 | 3.654 | opened
67 | SS 35/10 kv Novopetrovka | 2,5+1,6 | 0.45 | 0.73 | 60 | -0.28 | 0 | 1.68 | 1.96 | 1.96 | opened | 68 | SS 35/10 kv Novopetrovka | 2,5+1,6 | 0.021 | 0.471 | 0.73 | 60 | -0.259 | 0 | 1.68 | 1.939 | 1.939 | opened
68 | SS 35/10 kv Putimets | 2,5+2,5 | 0.82 | 1.53 | 90 | -0.71 | 0 | 2.625 | 3.335 | 3.335 | opened | 69 | SS 35/10 kv Putimets | 2,5+2,5 | 0.146 | 0.966 | 1.53 | 90 | -0.564 | 0 | 2.625 | 3.189 | 3.189 | opened
69 | SS 110/10 kv Pishchevaya | 40+25 | 6.16 | 2.22 | 60 | 3.94 | 0 | 26.25 | 22.31 | 22.31 | opened | 70 | SS 110/10 kv Pishchevaya | 40+25 | 0.155 | 6.315 | 2.22 | 60 | 4.095 | 0 | 26.25 | 22.155 | 22.155 | opened
70 | SS 35/10 kv Ryzhkovo | 2,5+2,5 | 0.49 | 0.65 | 90 | -0.16 | 0 | 2.625 | 2.785 | 2.785 | opened | 71 | SS 35/10 kv Ryzhkovo | 2,5+2,5 | 0 | 0.49 | 0.65 | 90 | -0.16 | 0 | 2.625 | 2.785 | 2.785 | opened
71 | SS 110/35/10 kv Sverdlovskaya | 10+10 | 3.17 | 1.98 | 45 | 1.19 | 0 | 10.5 | 9.31 | 9.21 | opened | 72 | SS 110/35/10 kv Sverdlovskaya | 10+10 | 0.763 | 3.943 | 1.98 | 45 | 1.963 | 0 | 10.5 | 8.537 | 8.537 | opened
72 | Nom. capacity MV, MVA | 10+10 | 1.32 | 1.41 | 45 | -0.09 | 0 | 10.5 | 10.59 |  |  |  | Nom. capacity MV, MVA | 10+10 | 0.059 | 1.379 | 1.41 | 45 | -0.031 | 0 | 10.5 | 10.531
| Nom. capacity LV, MVA | 10+10 | 1.86 | 0.57 | 45 | 1.29 | 0 | 10.5 | 9.21 |  |  |  | Nom. capacity LV, MVA | 10+10 | 0.704 | 2.564 | 0.57 | 45 | 1.994 | 0 | 10.5 | 8.506
| SS 35/10 kv Streletskaya | 4+4 | 2.24 | 0.91 | 90 | 1.33 | 0 | 4.2 | 2.87 | 2.87 | opened | 73 | SS 35/10 kv Streletskaya | 4+4 | 0.061 | 2.301 | 0.91 | 90 | 1.391 | 0 | 4.2 | 2.809 | 2.809 | opened
73 | SS 110/35/10/6 kv Sovetskaya | 20+20+25+40 | 29.48 | 3.86 | 180 | 25.62 | 0 | 68.25 | 42.63 | 19 | opened | 74 | SS 110/35/10/6 kv Sovetskaya | 20+20+25+40 | 2.199 | 31.579 | 3.86 | 180 | 27.719 | 0 | 68.25 | 40.531 | 40.531 | opened
74 | Nom. capacity MV, MVA | 20+20 | 7.1 | 5.1 | 90 | 2 | 0 | 21 | 19 |  |  |  | Nom. capacity MV, MVA | 20+20 | 0.447 | 7.547 | 5.1 | 90 | 2.447 | 0 | 21 | 18.553
| Nom. capacity LV, MVA | 20+20+25+40 | 22.28 | 3.86 | 180 | 18.42 | 0 | 68.25 | 49.83 |  |  |  | Nom. capacity LV, MVA | 20+20+25+40 | 1.752 | 24.032 | 3.86 | 180 | 20.172 | 0 | 68.25 | 48.078
| SS 35/10 kv Soskovskaya | 4+3,2 | 1.49 | 0.64 | 90 | 0.85 | 0 | 3.36 | 2.51 | 2.51 | openedт | 75 | SS 35/10 kv Soskovskaya | 4+3,2 | 0.056 | 1.546 | 0.64 | 90 | 0.906 | 0 | 3.36 | 2.454 | 2.454 | opened
75 | SS 35/10 kv Trosna | 5,6+3,2 | 0.81 | 1.76 | 30 | -0.95 | 0 | 3.36 | 4.31 | 4.31 | opened | 76 | SS 35/10 kv Trosna | 5,6+3,2 | 0.012 | 0.822 | 1.76 | 30 | -0.938 | 0 | 3.36 | 4.298 | 4.298 | opened
76 | SS 110/10 kv Khimmash | 25+25 | 8.13 | 1.51 | 120 | 6.62 | 0 | 26.25 | 19.63 | 19.63 | opened | 77 | SS 110/10 kv Khimmash | 25+25 | 4.441 | 12.571 | 1.51 | 120 | 11.061 | 0 | 26.25 | 15.189 | 15.189 | opened
77 | SS 35/10kv Khleboprodukty | 5,6+6,3 | 1.12 | 0 | - | 1.12 | 0 | 5.88 | 4.76 | 4.76 | opened | 78 | SS 35/10kv Khleboprodukty | 5,6+6,3 | 0 | 1.12 | 0 |  | 1.12 | 0 | 5.88 | 4.76 | 4.76 | opened
78 | SS 35/10 kv Khotynetskaya | 4+2,5 | 2.47 | 1.49 | 80 | 0.98 | 0 | 2.625 | 1.645 | 1.645 | opened | 79 | SS 35/10 kv Khotynetskaya | 4+2,5 | 0.119 | 2.589 | 1.49 | 80 | 1.099 | 0 | 2.625 | 1.526 | 1.526 | opened
79 | SS 35/10 kv Khotkovo | 1,6+1,6 | 0.53 | 1.03 | 80 | -0.5 | 0 | 1.68 | 2.18 | 2.18 | opened | 80 | SS 35/10 kv Khotkovo | 1,6+1,6 | 0.016 | 0.546 | 1.03 | 80 | -0.484 | 0 | 1.68 | 2.164 | 2.164 | opened
80 | SS 110/10/6 kv Tsentralnaya | 25+25 | 13.82 | 3.46 | 135 | 10.36 | 0 | 26.25 | 15.89 | 15.89 | opened | 81 | SS 110/10/6 kv Tsentralnaya | 25+25 | 0 | 13.82 | 3.46 | 135 | 10.36 | 0 | 26.25 | 15.89 | 15.89 | opened
81 | SS 110/35/10 kv Shablykino | 6,3+6,3 | 2.37 | 1.36 | 30 | 1.01 | 0 | 6.615 | 5.605 | 5.605 | opened | 82 | SS 110/35/10 kv Shablykino | 6,3+6,3 | 0.029 | 2.419 | 1.36 | 30 | 1.059 | 0 | 6.615 | 5.556 | 5.556 | opened
82 | Nom. capacity MV, MVA | 6,3+6,3 | 0.97 | 0.54 | 30 | 0.43 | 0 | 6.615 | 6.185 |  |  |  | Nom. capacity MV, MVA | 6,3+6,3 | 0.024 | 0.994 | 0.54 | 30 | 0.454 | 0 | 6.615 | 6.161
| Nom. capacity LV, MVA | 6,3+6,3 | 1.42 | 0.82 | 30 | 0.6 | 0 | 6.615 | 6.015 |  |  |  | Nom. capacity LV, MVA | 6,3+6,3 | 0.005 | 1.425 | 0.82 | 30 | 0.605 | 0 | 6.615 | 6.01
| SS 110/35/10 kv Shakhovo | 10+10 | 2.51 | 2.55 | 120 | -0.04 | 0 | 10.5 | 10.54 | 10.07 | opened | 83 | SS 110/35/10 kv Shakhovo | 10+10 | 0.047 | 2.713 | 2.55 | 120 | 0.163 | 0 | 10.5 | 10.337 | 10.337 | opened
83 | Nom. capacity MV, MVA | 10+10 | 0.82 | 0.39 | 120 | 0.43 | 0 | 10.5 | 10.07 |  |  |  | Nom. capacity MV, MVA | 10+10 | 0.146 | 0.966 | 0.39 | 120 | 0.576 | 0 | 10.5 | 9.924
| Nom. capacity LV, MVA | 10+10 | 1.7 | 2.16 | 120 | -0.46 | 0 | 10.5 | 10.96 |  |  |  | Nom. capacity LV, MVA | 10+10 | 0.047 | 1.747 | 2.16 | 120 | -0.413 | 0 | 10.5 | 10.913
| SS 35/10 kv Shepino | 2,5+1,6 | 1.4 | 1.1 | 120 | 0.3 | 0 | 1.68 | 1.38 | 1.38 | opened | 84 | SS 35/10 kv Shepino | 2,5+1,6 | 0.081 | 1.481 | 1.1 | 120 | 0.381 | 0 | 1.68 | 1.299 | 1.299 | opened
84 | SS 110/10/6 kv Yugo-Vostochnaya | 25+25 | 10.72 | 0.74 | 60 | 9.98 | 0 | 26.25 | 16.27 | 16.27 | opened | 85 | SS 110/10/6 kv Yugo-Vostochnaya | 25+25 | 1.176 | 11.896 | 0.74 | 60 | 11.156 | 0 | 26.25 | 15.094 | 15.094 | opened
85 | SS 110/10 kv Yuzhnaya | 10+10 | 9.07 | 1.05 | 90 | 8.02 | 0 | 10.5 | 2.48 | 2.48 | opened | 86 | SS 110/10 kv Yuzhnaya | 10+10 | 1.221 | 10.291 | 1.05 | 90 | 9.241 | 0 | 10.5 | 1.259 | 1.259 | opened
86 | SS 220/110/10 kv Mtsensk | 40+40 | 9.81 | 0 | - | 9.81 | 0 | 42 | 32.19 | 32.19 | opened | 87 | SS 220/110/10 kv Mtsensk | 40+40 | 0.401 | 10.211 | 0 |  | 10.211 | 0 | 42 | 31.789 | 31.789 | opened
87 | SS 110/35/10 kv Kommash | 10+16 | 10.51 | 4.65 | 90 | 5.86 | 0 | 10.5 | 4.64 | 4.64 | opened | 88 | SS 110/35/10 kv Kommash | 10+16 | 0.047 | 10.547 | 4.65 | 90 | 5.897 | 0 | 10.5 | 4.603 | 4.603 | opened
88 | Nom. capacity MV, MVA | 10+16 | 0 | 0 |  | 0 | 0 | 10.5 | 10.5 |  |  |  | Nom. capacity MV, MVA | 10+16 | 0 | 0 | 0 |  | 0 | 0 | 10.5 | 10.5
| Nom. capacity LV, MVA | 10+16 | 10.5 | 4.65 | 90 | 5.85 | 0 | 10.5 | 4.65 |  |  |  | Nom. capacity LV, MVA | 10+16 | 0.047 | 10.547 | 4.65 | 90 | 5.897 | 0 | 10.5 | 4.603
| SS 110/35/10 kv Novosergievka | 6,3+10 | 2.55 | 4.13 | 120 | -1.58 | 0 | 6.615 | 8.195 | 6.695 | opened | 89 | SS 110/35/10 kv Novosergievka | 6,3+10 | 0.057 | 2.617 | 4.13 | 120 | -1.513 | 0 | 6.615 | 8.128 | 8.128 | opened
89 | Nom. capacity MV, MVA | 6,3+10 | 2.32 | 2.4 | 120 | -0.08 | 0 | 6.615 | 6.695 |  |  |  | Nom. capacity MV, MVA | 6,3+10 | 0.057 | 2.377 | 2.4 | 120 | -0.023 | 0 | 6.615 | 6.638
| Nom. capacity LV, MVA | 6,3+10 | 0.24 | 1.73 | 120 | -1.49 | 0 | 6.615 | 8.105 |  |  |  | Nom. capacity LV, MVA | 6,3+10 | 0 | 0.24 | 1.73 | 120 | -1.49 | 0 | 6.615 | 8.105
| SS 110/10 kv 1 Voin | 6,3+6,3 | 2.33 | 1.83 | 120 | 0.5 | 0 | 6.615 | 6.115 | 6.115 | opened | 90 | SS 110/10 kv 1 Voin | 6,3+6,3 | 1.631 | 3.961 | 1.83 | 120 | 2.131 | 0 | 6.615 | 4.484 | 4.484 | opened
90 | SS 110/35/10 kv Zalegoshch | 10+16 | 5.94 | 3.95 | 120 | 1.99 | 0 | 10.5 | 8.51 | 8.51 | opened | 91 | SS 110/35/10 kv Zalegoshch | 10+16 | 2.326 | 6.623 | 3.95 | 120 | 2.673 | 0 | 10.5 | 7.827 | 7.827 | opened
91 | Nom. capacity MV, MVA | 10+16 | 2.48 | 2.39 | 120 | 0.09 | 0 | 10.5 | 10.41 |  |  |  | Nom. capacity MV, MVA | 10+16 | 0.018 | 2.498 | 2.39 | 120 | 0.108 | 0 | 10.5 | 10.392
| Nom. capacity LV, MVA | 10+16 | 3.43 | 1.56 | 120 | 1.87 | 0 | 10.5 | 8.63 |  |  |  | Nom. capacity LV, MVA | 10+16 | 0.695 | 4.125 | 1.56 | 120 | 2.565 | 0 | 10.5 | 7.935
| SS 110/10 kv Kochety | 2,5+2,5 | 0.34 | 0.66 | 120 | -0.32 | 0 | 2.625 | 2.945 | 2.945 | opened | 92 | SS 110/10 kv Kochety | 2,5+2,5 | 0.16 | 0.5 | 0.66 | 120 | -0.16 | 0 | 2.625 | 2.785 | 2.785 | opened
92 | SS 110/35/10 kv Bolkhov | 10+10 | 8.61 | 4.1 | 120 | 4.51 | 0 | 10.5 | 5.99 | 5.99 | opened | 93 | SS 110/35/10 kv Bolkhov | 10+10 | 0.287 | 8.897 | 4.1 | 120 | 4.797 | 0 | 10.5 | 5.703 | 5.703 | opened
93 | Nom. capacity MV, MVA | 10+10 | 3.01 | 2.45 | 120 | 0.56 | 0 | 10.5 | 9.94 |  |  |  | Nom. capacity MV, MVA | 10+10 | 0.265 | 3.275 | 2.45 | 120 | 0.825 | 0 | 10.5 | 9.675
| Nom. capacity LV, MVA | 10+10 | 5.6 | 1.65 | 120 | 3.95 | 0 | 10.5 | 6.55 |  |  |  | Nom. capacity LV, MVA | 10+10 | 0.022 | 5.622 | 1.65 | 120 | 3.972 | 0 | 10.5 | 6.528
| SS 110/35/10 kv Novosil | 10+10 | 4.69 | 2.98 | 120 | 1.71 | 0 | 10.5 | 8.79 | 8.79 | opened | 94 | SS 110/35/10 kv Novosil | 10+10 | 0.033 | 4.723 | 2.98 | 120 | 1.743 | 0 | 10.5 | 8.757 | 8.757 | opened
94 | Nom. capacity MV, MVA | 10+10 | 2.4 | 1.46 | 120 | 0.94 | 0 | 10.5 | 9.56 |  |  |  | Nom. capacity MV, MVA | 10+10 | 0.025 | 2.425 | 1.46 | 120 | 0.965 | 0 | 10.5 | 9.535
| Nom. capacity LV, MVA | 10+10 | 2.29 | 1.52 | 120 | 0.77 | 0 | 10.5 | 9.73 |  |  |  | Nom. capacity LV, MVA | 10+10 | 0.008 | 2.298 | 1.52 | 120 | 0.778 | 0 | 10.5 | 9.722
| SS 110/35/10 kv Znamenskaya | 10+10 | 2.2 | 1.78 | 120 | 0.42 | 0 | 10.5 | 10.08 | 10.08 | opened | 95 | SS 110/35/10 kv Znamenskaya | 10+10 | 0.021 | 2.221 | 1.78 | 120 | 0.441 | 0 | 10.5 | 10.059 | 10.059 | opened
95 | Nom. capacity MV, MVA | 10+10 | 0.49 | 0.34 | 120 | 0.15 | 0 | 10.5 | 10.35 |  |  |  | Nom. capacity MV, MVA | 10+10 | 0 | 0.49 | 0.34 | 120 | 0.15 | 0 | 10.5 | 10.35
| Nom. capacity LV, MVA | 10+10 | 1.71 | 1.44 | 120 | 0.27 | 0 | 10.5 | 10.23 |  |  |  | Nom. capacity LV, MVA | 10+10 | 0.021 | 1.731 | 1.44 | 120 | 0.291 | 0 | 10.5 | 10.209
| SS 35/10 kv Apalkovo | 1,8+1,8 | 0.43 | 0.48 | 120 | -0.05 | 0 | 1.89 | 1.94 | 1.94 | opened | 96 | SS 35/10 kv Apalkovo | 1,8+1,8 | 0.192 | 0.622 | 0.48 | 120 | 0.142 | 0 | 1.89 | 1.748 | 1.748 | opened
96 | SS 35/10 kv Podberyozovo | 4+1 | 0.26 | 0.59 | 120 | -0.33 | 0 | 1.05 | 1.38 | 1.38 | opened | 97 | SS 35/10 kv Podberyozovo | 4+1 | 0 | 0.26 | 0.59 | 120 | -0.33 | 0 | 1.05 | 1.38 | 1.38 | opened
97 | SS 35/10 kv Protasovo | 2,5+1,6 | 0.51 | 0 |  | 0.51 | 0 | 1.68 | 1.17 | 1.17 | opened | 98 | SS 35/10 kv Protasovo | 2,5+1,6 | 0.006 | 0.516 | 0 |  | 0.516 | 0 | 1.68 | 1.164 | 1.164 | opened
98 | SS 35/10 kv Alyoshnya | 1+1 | 0.34 | 0.24 | 120 | 0.1 | 0 | 1.05 | 0.95 | 0.95 | opened | 99 | SS 35/10 kv Alyoshnya | 1+1 | 0.002 | 0.342 | 0.24 | 120 | 0.102 | 0 | 1.05 | 0.948 | 0.948 | opened
99 | SS 35/10 kv Lomovoe | 2,5+2,5 | 1 | 0 | - | 1 | 0 | 2.625 | 1.625 | 1.625 | opened | 100 | SS 35/10 kv Lomovoe | 2,5+2,5 | 0 | 1 | 0 |  | 1 | 0 | 2.625 | 1.625 | 1.625 | opened
100 | SS 35/10 kv Mokhovoe | 2,5+4 | 0.91 | 0.63 | 120 | 0.28 |  | 2.625 | 2.345 | 2.345 | opened | 101 | SS 35/10 kv Mokhovoe | 2,5+4 | 0.016 | 0.926 | 0.63 | 120 | 0.296 | 0 | 2.625 | 2.329 | 2.329 | opened
101 | SS 35/10 kv Mishkovo 2 | 1,6+1,6 | 0.23 | 0.47 | 120 | -0.24 | 0 | 1.68 | 1.92 | 1.92 | opened | 102 | SS 35/10 kv Mishkovo 2 | 1,6+1,6 | 0 | 0.23 | 0.47 | 120 | -0.24 | 0 | 1.68 | 1.92 | 1.92 | opened
102 | SS 35/10 kv Vyazovoe | 2,5+2,5 | 0.32 | 0 | - | 0.32 | 0 | 2.625 | 2.305 | 2.305 | opened | 103 | SS 35/10 kv Vyazovoe | 2,5+2,5 | 0 | 0.32 | 0 |  | 0.32 | 0 | 2.625 | 2.305 | 2.305 | opened
103 | SS 35/10 kv Krasnoznamenka | 2,5+2,5 | 1.1 | 0.67 | 120 | 0.43 | 0 | 2.625 | 2.195 | 2.195 | opened | 104 | SS 35/10 kv Krasnoznamenka | 2,5+2,5 | 0.04 | 1.14 | 0.67 | 120 | 0.47 | 0 | 2.625 | 2.155 | 2.155 | opened
104 | SS 35/10 kv Fatnevo | 1,6+1,6 | 0.5 | 0.37 | 120 | 0.13 | 0 | 1.68 | 1.55 | 1.55 | opened | 105 | SS 35/10 kv Fatnevo | 1,6+1,6 | 0.001 | 0.501 | 0.37 | 120 | 0.131 | 0 | 1.68 | 1.549 | 1.549 | opened
105 | SS 35/10 kv Varvarinka | 2,5+2,5 | 0.63 | 0.69 | 120 | -0.06 | 0 | 2.625 | 2.685 | 2.685 | opened | 106 | SS 35/10 kv Varvarinka | 2,5+2,5 | 0.021 | 0.651 | 0.69 | 120 | -0.039 | 0 | 2.625 | 2.664 | 2.664 | opened
106 | SS 35/10 kv Odinok | 1,6+1,6 | 0.38 | 0 | - | 0.38 | 0 | 1.68 | 1.3 | 1.3 | opened | 107 | SS 35/10 kv Odinok | 1,6+1,6 | 0.004 | 0.384 | 0 |  | 0.384 | 0 | 1.68 | 1.296 | 1.296 | opened
107 | SS 35/10 kv Uzkoe | 1,6+1 | 0.21 | 0.25 | 120 | -0.04 | 0 | 1.05 | 1.09 | 1.09 | opened | 108 | SS 35/10 kv Uzkoe | 1,6+1 | 0 | 0.21 | 0.25 | 120 | -0.04 | 0 | 1.05 | 1.09 | 1.09 | opened
108 | SS 35/10 kv Korsakovo | 2,5+4 | 0.76 | 0.69 | 120 | 0.07 | 0 | 2.625 | 2.555 | 2.555 | opened | 109 | SS 35/10 kv Korsakovo | 2,5+4 | 0.013 | 0.773 | 0.69 | 120 | 0.083 | 0 | 2.625 | 2.542 | 2.542 | opened
109 | SS 35/10 kv Paramonovo | 4+2,5 | 0.88 | 0.76 | 120 | 0.12 | 0 | 2.625 | 2.505 | 2.505 | opened | 110 | SS 35/10 kv Paramonovo | 4+2,5 | 0 | 0.88 | 0.76 | 120 | 0.12 | 0 | 2.625 | 2.505 | 2.505 | opened
110 | SS 35/10 kv Speshnevo | 1,6+1,6 | 0.22 | 0 | - | 0.22 | 0 | 1.68 | 1.46 | 1.46 | opened | 111 | SS 35/10 kv Speshnevo | 1,6+1,6 | 0.012 | 0.232 | 0 |  | 0.232 | 0 | 1.68 | 1.448 | 1.448 | opened
111 | SS 110/35/10 kv Verkhovye I | 16+10 | 8.57 | 3.65 | 120 | 4.92 | 0 | 10.5 | 5.58 | 5.58 | opened | 112 | SS 110/35/10 kv Verkhovye I | 16+10 | 0.108 | 8.763 | 3.65 | 120 | 5.113 | 0 | 10.5 | 5.387 | 5.387 | opened
112 | Nom. capacity MV, MVA | 16+10 | 3.01 | 2.05 | 120 | 0.96 | 0 | 10.5 | 9.54 |  |  |  | Nom. capacity MV, MVA | 16+10 | 0.025 | 3.035 | 2.05 | 120 | 0.985 | 0 | 10.5 | 9.515
| Nom. capacity LV, MVA | 16+10 | 5.62 | 1.6 | 120 | 4.02 | 0 | 10.5 | 6.48 |  |  |  | Nom. capacity LV, MVA | 16+10 | 0.108 | 5.728 | 1.6 | 120 | 4.128 | 0 | 10.5 | 6.372
| SS 110/35/10 kv Verkhovye II | 40+40 | 16.92 | 0.3 | - | 16.62 | 0 | 42 | 25.38 | 25.38 | opened | 113 | SS 110/35/10 kv Verkhovye II | 40+40 | 0 | 16.959 | 0.3 |  | 16.659 | 0 | 42 | 25.341 | 25.341 | opened
113 | Nom. capacity MV, MVA | 40+40 | 0.47 | 0.3 | - | 0.17 | 0 | 42 | 41.83 |  |  |  | Nom. capacity MV, MVA | 40+40 | 0.009 | 0.479 | 0.3 |  | 0.179 | 0 | 42 | 41.821
| Nom. capacity LV, MVA | 40+40 | 16.48 | 0 | - | 16.48 | 0 | 42 | 25.52 |  |  |  | Nom. capacity LV, MVA | 40+40 | 0 | 16.48 | 0 |  | 16.48 | 0 | 42 | 25.52
| SS 110/35/10 kv Dolgoe | 16+10 | 7.02 | 3.38 | 120 | 3.64 | 0 | 10.5 | 6.86 | 6.86 | opened | 114 | SS 110/35/10 kv Dolgoe | 16+10 | 0.007 | 7.05 | 3.38 | 120 | 3.67 | 0 | 10.5 | 6.83 | 6.83 | opened
114 | Nom. capacity MV, MVA | 16+10 | 2.67 | 2.38 | 120 | 0.29 | 0 | 10.5 | 10.21 |  |  |  | Nom. capacity MV, MVA | 16+10 | 0.013 | 2.683 | 2.38 | 120 | 0.303 | 0 | 10.5 | 10.197
| Nom. capacity LV, MVA | 16+10 | 4.36 | 1 | 120 | 3.36 | 0 | 10.5 | 7.14 |  |  |  | Nom. capacity LV, MVA | 16+10 | 0.007 | 4.367 | 1 | 120 | 3.367 | 0 | 10.5 | 7.133
| SS 110/35/10 kv Kolpny-110 | 10+16 | 5.8 | 2.79 | 120 | 3.01 | 0 | 10.5 | 7.49 | 7.49 | opened | 115 | SS 110/35/10 kv Kolpny-110 | 10+16 | 0.031 | 5.821 | 2.79 | 120 | 3.031 | 0 | 10.5 | 7.469 | 7.469 | opened
115 | Nom. capacity MV, MVA | 10+16 | 3.92 | 2.46 | 120 | 1.46 | 0 | 10.5 | 9.04 |  |  |  | Nom. capacity MV, MVA | 10+16 | 0.01 | 3.93 | 2.46 | 120 | 1.47 | 0 | 10.5 | 9.03
| Nom. capacity LV, MVA | 10+16 | 1.86 | 0.33 | 120 | 1.53 | 0 | 10.5 | 8.97 |  |  |  | Nom. capacity LV, MVA | 10+16 | 0.031 | 1.891 | 0.33 | 120 | 1.561 | 0 | 10.5 | 8.939
| SS 110/35/10 kv Kr. Zarya | 10+10 | 5.24 | 1.54 | 120 | 3.7 | 0 | 10.5 | 6.8 | 6.8 | opened | 116 | SS 110/35/10 kv Kr. Zarya | 10+10 | 0.012 | 5.283 | 1.54 | 120 | 3.743 | 0 | 10.5 | 6.757 | 6.757 | opened
116 | Nom. capacity MV, MVA | 10+10 | 1.69 | 1.29 | 120 | 0.4 | 0 | 10.5 | 10.1 |  |  |  | Nom. capacity MV, MVA | 10+10 | 0.021 | 1.711 | 1.29 | 120 | 0.421 | 0 | 10.5 | 10.079
| Nom. capacity LV, MVA | 10+10 | 3.56 | 0.25 | 120 | 3.31 | 0 | 10.5 | 7.19 |  |  |  | Nom. capacity LV, MVA | 10+10 | 0.012 | 3.572 | 0.25 | 120 | 3.322 | 0 | 10.5 | 7.178
| SS 110/35/10 kv Pokrovskaya | 10+10 | 5.84 | 2.84 | 120 | 3 | 0 | 10.5 | 7.5 | 7.5 | opened | 117 | SS 110/35/10 kv Pokrovskaya | 10+10 | 0.281 | 6.239 | 2.84 | 120 | 3.399 | 0 | 10.5 | 7.101 | 7.101 | opened
117 | Nom. capacity MV, MVA | 10+10 | 2.41 | 2.12 | 120 | 0.29 | 0 | 10.5 | 10.21 |  |  |  | Nom. capacity MV, MVA | 10+10 | 0.098 | 2.508 | 2.12 | 120 | 0.388 | 0 | 10.5 | 10.112
| Nom. capacity LV, MVA | 10+10 | 3.45 | 0.72 | 120 | 2.73 | 0 | 10.5 | 7.77 |  |  |  | Nom. capacity LV, MVA | 10+10 | 0.281 | 3.731 | 0.72 | 120 | 3.011 | 0 | 10.5 | 7.489
| SS 110/35/6 kv Cherkasskaya | 40+25 | 29.08 | 13.39 | 120 | 15.69 | 0 | 26.25 | 10.56 | 10.56 | opened | 118 | SS 110/35/6 kv Cherkasskaya | 40+25 | 0.006 | 31.583 | 13.39 | 120 | 18.193 | 0 | 26.25 | 8.057 | 8.057 | opened
118 | Nom. capacity MV, MVA | 40+25 | 13.36 | 10.84 | 120 | 2.52 | 0 | 26.25 | 23.73 |  |  |  | Nom. capacity MV, MVA | 40+25 | 2.347 | 15.707 | 10.84 | 120 | 4.867 | 0 | 26.25 | 21.383
| Nom. capacity LV, MVA | 40+25 | 15.87 | 2.55 | 120 | 13.32 | 0 | 26.25 | 12.93 |  |  |  | Nom. capacity LV, MVA | 40+25 | 0.006 | 15.876 | 2.55 | 120 | 13.326 | 0 | 26.25 | 12.924
| SS 110/6 kv Plastmass | 16+16 | 10.73 | 0 | - | 10.73 | 0 | 16.8 | 6.07 | 6.07 | opened | 119 | SS 110/6 kv Plastmass | 16+16 | 0 | 10.73 | 0 |  | 10.73 | 0 | 16.8 | 6.07 | 6.07 | opened
119 | SS 110/10 kv PM | 10+10 | 5.07 | 0 | - | 5.07 | 0 | 10.5 | 5.43 | 5.43 | opened | 120 | SS 110/10 kv PM | 10+10 | 0 | 5.07 | 0 |  | 5.07 | 0 | 10.5 | 5.43 | 5.43 | opened
120 | SS 110/10 kv Rechitsa | 6,3+6,3 | 1.81 | 1.85 | 120 | -0.04 | 0 | 6.615 | 6.655 | 6.655 | opened | 121 | SS 110/10 kv Rechitsa | 6,3+6,3 | 0.015 | 1.825 | 1.85 | 120 | -0.025 | 0 | 6.615 | 6.64 | 6.64 | opened
121 | SS 110/10 kv R.Brod | 5,6+10 | 1.69 | 0.29 | 120 | 1.4 | 0 | 5.88 | 4.48 | 4.48 | opened | 122 | SS 110/10 kv R.Brod | 5,6+10 | 0.559 | 2.249 | 0.29 | 120 | 1.959 | 0 | 5.88 | 3.921 | 3.921 | opened
122 | SS 35/10 kv Alekseevskaya | 1,6+1,6 | 0.61 | 0.13 | 120 | 0.48 | 0 | 1.68 | 1.2 | 1.2 | opened | 123 | SS 35/10 kv Alekseevskaya | 1,6+1,6 | 0.035 | 0.645 | 0.13 | 120 | 0.515 | 0 | 1.68 | 1.165 | 1.165 | opened
123 | SS 35/10 kv V.Dubrava | 2,5+2,5 | 1.6 | 0.65 | 120 | 0.95 | 0 | 2.625 | 1.675 | 1.675 | opened | 124 | SS 35/10 kv V.Dubrava | 2,5+2,5 | 0.024 | 1.624 | 0.65 | 120 | 0.974 | 0 | 2.625 | 1.651 | 1.651 | opened
124 | SS 35/10 kv V.Olshanoe | 4+2,5 | 0.76 | 0.43 | 120 | 0.33 | 0 | 2.625 | 2.295 | 2.295 | opened | 125 | SS 35/10 kv V.Olshanoe | 4+2,5 | 0 | 0.76 | 0.43 | 120 | 0.33 | 0 | 2.625 | 2.295 | 2.295 | opened
125 | SS 35/10 kv Vvedenskoe | 1,6+1,8 | 1.1 | 0.56 | 120 | 0.54 | 0 | 1.68 | 1.14 | 1.14 | открыт | 126 | SS 35/10 kv Vvedenskoe | 1,6+1,8 | 0.027 | 1.127 | 0.56 | 120 | 0.567 | 0 | 1.68 | 1.113 | 1.113 | opened
126 | SS 35/10 kv Droskovo | 4+2,5 | 1.34 | 0 | - | 1.34 | 0 | 2.625 | 1.285 | 1.285 | opened | 127 | SS 35/10 kv Droskovo | 4+2,5 | 0.063 | 1.403 | 0 |  | 1.403 | 0 | 2.625 | 1.222 | 1.222 | opened
127 | SS 35/10 kv Kolpny-35 | 6,3+6,3 | 2.44 | 0.39 | 120 | 2.05 | 0 | 6.615 | 4.565 | 4.565 | opened | 128 | SS 35/10 kv Kolpny-35 | 6,3+6,3 | 0 | 2.44 | 0.39 | 120 | 2.05 | 0 | 6.615 | 4.565 | 4.565 | opened
128 | SS 35/10 kv Krutoe | 2,5+1,6 | 1.59 | 0.87 | 120 | 0.72 | 0 | 1.68 | 0.96 | 0.96 | opened | 129 | SS 35/10 kv Krutoe | 2,5+1,6 | 0.079 | 1.669 | 0.87 | 120 | 0.799 | 0 | 1.68 | 0.881 | 0.881 | opened
129 | SS 35/10 kv Mezentsevo | 4+6,3 | 3.15 | 1.11 | 80 | 2.04 | 0 | 4.2 | 2.16 | 2.16 | opened | 130 | SS 35/10 kv Mezentsevo | 4+6,3 | 0.127 | 3.277 | 1.11 | 80 | 2.167 | 0 | 4.2 | 2.033 | 2.033 | opened
130 | SS 35/10 kv N.Zhernovets | 1,6+1,6 | 0.12 | 0 | - | 0.12 | 0 | 1.68 | 1.56 | 1.56 | opened | 131 | SS 35/10 kv N.Zhernovets | 1,6+1,6 | 0.008 | 0.128 | 0 |  | 0.128 | 0 | 1.68 | 1.552 | 1.552 | opened
131 | SS 35/10 kv Netrubezh | 2,5+2,5 | 0.44 | 0.39 | - | 0.05 | 0 | 2.625 | 2.575 | 2.575 | opened | 132 | SS 35/10 kv Netrubezh | 2,5+2,5 | 0 | 0.44 | 0.39 |  | 0.05 | 0 | 2.625 | 2.575 | 2.575 | opened
132 | SS 35/10 kv Nikolskaya | 2,5+3,2 | 1.85 | 0.54 | 80 | 1.31 | 0 | 2.625 | 1.315 | 1.315 | opened | 133 | SS 35/10 kv Nikolskaya | 2,5+3,2 | 0.052 | 1.902 | 0.54 | 80 | 1.362 | 0 | 2.625 | 1.263 | 1.263 | opened
133 | SS 35/10 kv Pesochnaya | 3,2+3,2 | 0.47 | 1.67 | 120 | -1.2 | 0 | 3.36 | 4.56 | 4.56 | opened | 134 | SS 35/10 kv Pesochnaya | 3,2+3,2 | 0.009 | 0.479 | 1.67 | 120 | -1.191 | 0 | 3.36 | 4.551 | 4.551 | opened
134 | SS 35/6 kv Pushkarskaya | 4+4 | 5.27 | 0 |  | 5.27 | 0 | 4.2 | -1.07 | -1.07 | closed | 135 | SS 35/6 kv Pushkarskaya | 4+4 | 0 | 5.27 | 0 |  | 5.27 | 0 | 4.2 | -1.07 | -1.07 | closed
135 | SS 35/10 kv Rakhmanovo | 2,5+2,5 | 0.68 | 0.25 | 120 | 0.43 | 0 | 2.625 | 2.195 | 2.195 | opened | 136 | SS 35/10 kv Rakhmanovo | 2,5+2,5 | 0 | 0.68 | 0.25 | 120 | 0.43 | 0 | 2.625 | 2.195 | 2.195 | opened
136 | SS 35/10 kv Rosstani | 2,5+2,5 | 1.28 | 0.7 | 80 | 0.58 | 0 | 2.625 | 2.045 | 2.045 | opened | 137 | SS 35/10 kv Rosstani | 2,5+2,5 | 0.059 | 1.339 | 0.7 | 80 | 0.639 | 0 | 2.625 | 1.986 | 1.986 | opened
137 | SS 35/10 kv Sergievskaya | 4+2,5 | 1.4 | 1.5 | 120 | -0.1 | 0 | 2.625 | 2.725 | 2.725 | opened | 138 | SS 35/10 kv Sergievskaya | 4+2,5 | 1.044 | 2.444 | 1.5 | 120 | 0.944 | 0 | 2.625 | 1.681 | 1.681 | opened
138 | SS 35/10 kv Skorodnoe | 1,6+1,6 | 0.47 | 0.33 | 120 | 0.14 | 0 | 1.68 | 1.54 | 1.54 | opened | 139 | SS 35/10 kv Skorodnoe | 1,6+1,6 | 0.013 | 0.483 | 0.33 | 120 | 0.153 | 0 | 1.68 | 1.527 | 1.527 | opened
139 | SS 35/10 kv Spasskaya | 2,5+1,6 | 0.24 | 0 | 120 | 0.24 | 0 | 1.68 | 1.44 | 1.44 | opened | 140 | SS 35/10 kv Spasskaya | 2,5+1,6 | 0 | 0.24 | 0 |  | 0.24 | 0 | 1.68 | 1.44 | 1.44 | opened
140 | SS 35/10 kv SSK | 1,6+1 | 0.11 | 0 |  | 0.11 | 0 | 1.05 | 0.94 | 0.94 | opened | 37 | SS 35/10 kv SSK | 1,6+1 | 0 | 0.11 | 0 |  | 0.11 | 0 | 1.05 | 0.94 | 0.94 | opened
141 | SS 35/10 kv Urynok | 1,6+1,6 | 1.23 | 0.52 | 20 | 0.71 | 0 | 1.68 | 0.97 | 0.97 | opened | 141 | SS 35/10 kv Urynok | 1,6+1,6 | 0 | 1.23 | 0.52 | 20 | 0.71 | 0 | 1.68 | 0.97 | 0.97 | opened
142 | SS 35/10 kv Khomutovo | 4+4 | 2.54 | 0.31 | 80 | 2.23 | 0 | 4.2 | 1.97 | 1.97 | opened | 142 | SS 35/10 kv Khomutovo | 4+4 | 0.012 | 2.552 | 0.31 | 80 | 2.242 | 0 | 4.2 | 1.958 | 1.958 | opened
| Total: | [10 empty] | 2: Total:; 4: 97.198; 5: 745.306
| deficit | [8 empty] | -2.965 |  | 2: deficit; Мin. 12: -26.626
| proficit | [8 empty] | 541.995 |  | 2: proficit; Мin. 12: 526.631

## Курск
| Form of calculation of transmission capacity of Main substations of the branch "Kurskenergo" of IDGC of Centre, JSC for December following the results of winter measurement of peak load of 2009. | [11 empty] | Form of calculation of transmission capacity of Main substations of the branch "Kurskenergo" of IDGC of Centre, JSC for December following the results of winter measurement of peak load of 2009.
[9 empty] | table 1 | [12 empty] | table 2
No. | Object of main substation, voltage class | Current deficit | [8 empty] | note | No. | Object of main substation, voltage class | Expected deficit/proficit | [9 empty] | note
|  | Installed power capacity of transformers Sуst. Including their number, pcs/ MVA | Summary total capacity of central substation following the results of measurements of load maximal Sмах , MVA | Total capacity redistributed according to operating rules, MVA for the time period |  | Total capacity including re-distribution, MVA | Limiting factors, MVA | Permissible load accounted in the n-1 mode, MVA | Deficit /proficit of main substation, MVA |  |  |  |  | Installed power capacity of transformers Sуst. Including their number, pcs/ MVA | Additional capacity according to provided technical specifications | Expected load at main substation | Total capacity redistributed according to operating rules, MVA for the time period |  | Total capacity including re-distribution, MVA | Limiting factors, MVA | Permissible load accounted in the n-1 mode, MVA | Deficit /proficit of main substation, MVA
|  |  |  | MVA | Min. | [11 empty] | МВА | Мин.
1 | 2 | 3 | 4 | 5 | 6 | 7 | 8 | 9 | 10 | 11 | 12 | 1 | 2 | 3 |  | 4 | 5 | 6 | 7 | 8 | 9 | 10 | 11 | 13
One-transformer substations | [11 empty] | One-transformer substations
1 | SS 110/35/10 Artyukhovka | 1*6,3 | 1.64 | 6.3 | 24 hours | 6.3 | 0 | 6.3 | 4.66 | 1.2 | opened | 1 | SS 110/35/10 Artyukhovka | 1*6,3 | 0.016 | 1.656 | 6.3 | 24 hours | 6.3 | 0 | 6.3 | 4.644 | 1.189 | opened
| Nom. capacity MV, MVA | 6.3 | 1.1 | 2.3 | 24 hours | 2.3 | 0 | 2.3 | 1.2 |  |  |  | Nom. capacity MV, MVA | 6.3 | 0.011 | 1.111 | 2.3 | 24 hours | 2.3 | 0 | 2.3 | 1.189
| Nom. capacity MV, MVA | 6.3 | 0.54 | 4 | 24 hours | 4 | 0 | 4 | 3.46 |  |  |  | Nom. capacity MV, MVA | 6.3 | 0.005 | 0.545 | 4 | 24 hours | 4 | 0 | 4 | 3.455
2 | SS 110/10 Beketovo | 1*6,3 | 0.39 | 2.15 | 24 hours | 2.15 | 0 | 2.15 | 1.76 | 1.76 | opened | 2 | SS 110/10 Beketovo | 1*6,3 |  | 0.39 | 2.15 | 24 hours | 2.15 | 0 | 2.15 | 1.76 | 1.76 | opened
3 | SS 110/35/10 Besedino | 1*6,3 | 2.84 | 6.7 | 24 hours | 6.7 | 0 | 6.7 | 3.86 | 0.16 | opened | 3 | SS 110/35/10 Besedino | 1*6,3 | 0.106 | 2.946 | 6.3 | 24 hours | 6.3 | 0 | 6.3 | 3.754 | 0.087 | opened
| Nom. capacity MV, MVA | 6.3 | 0.5 | 4.2 | 24 hours | 4.2 | 0 | 4.2 | 3.7 |  |  |  | Nom. capacity MV, MVA | 6.3 | 0.033 | 0.533 | 4.2 | 24 hours | 4.2 | 0 | 4.2 | 3.667
| Nom. capacity LV, MVA | 6.3 | 2.34 | 2.5 | 24 hours | 2.5 | 0 | 2.5 | 0.16 |  |  |  | Nom. capacity LV, MVA | 6.3 | 0.073 | 2.413 | 2.5 | 24 hours | 2.5 | 0 | 2.5 | 0.087
4 | SS 110/10 Voskhod | 1*10 | 0.8 | 2.5 | 24 hours | 2.5 | 0 | 2.5 | 1.7 | 1.7 | opened | 4 | SS 110/10 Voskhod | 1*10 | 0.039 | 0.839 | 2.5 | 24 hours | 2.5 | 0 | 2.5 | 1.661 | 1.661 | opened
5 | SS 110/35/10 Zhuryatino | 1*6,3 | 0.82 | 6 | 24 hours | 6 | 0 | 6 | 5.18 | 1.48 | opened | 5 | SS 110/35/10 Zhuryatino | 1*6,3 | 0 | 0.82 | 6 | 24 hours | 6 | 0 | 6 | 5.18 | 1.48 | opened
| Nom. capacity MV, MVA | 6.3 | 0 | 3.7 | 24 hours | 3.7 | 0 | 3.7 | 3.7 |  |  |  | Nom. capacity MV, MVA | 6.3 | 0 | 0 | 3.7 | 24 hours | 3.7 | 0 | 3.7 | 3.7
| Nom. capacity LV, MVA | 6.3 | 0.82 | 2.3 | 24 hours | 2.3 | 0 | 2.3 | 1.48 |  |  |  | Nom. capacity LV, MVA | 6.3 |  | 0.82 | 2.3 | 24 hours | 2.3 | 0 | 2.3 | 1.48
6 | SS 110/35/10 Zhukovka | 1*10 | 1.1 | 5.16 | 120 | 5.16 | 0 | 5.16 | 4.06 | 0.49 | opened | 6 | SS 110/35/10 Zhukovka | 1*10 | 0.016 | 1.116 | 5.16 | 120 | 5.16 | 0 | 5.16 | 4.044 | 0.49 | opened
| Nom. capacity MV, MVA | 10 | 0.93 | 4.5 | 24 hours | 4.5 | 0 | 4.5 | 3.57 |  |  |  | Nom. capacity MV, MVA | 10 | 0.016 | 0.946 | 4.5 | 24 hours | 4.5 | 0 | 4.5 | 3.554
| Nom. capacity LV, MVA | 10 | 0.17 | 0.66 | 120 | 0.66 | 0 | 0.66 | 0.49 |  |  |  | Nom. capacity LV, MVA | 10 |  | 0.17 | 0.66 | 120 | 0.66 | 0 | 0.66 | 0.49
7 | SS 110/10 Zabelye | 1*2,5 | 0.31 | 2.15 | 24 hours | 2.15 | 0 | 2.15 | 1.84 | 1.84 | opened | 7 | SS 110/10 Zabelye | 1*2,5 | 0.003 | 0.313 | 2.15 | 24 hours | 2.15 | 0 | 2.15 | 1.837 | 1.837 | opened
8 | SS 110/10 Ivnitsa | 1*6,3 | 0.4 | 0.45 | 24 hours | 0.45 | 0 | 0.45 | 0.05 | 0.05 | opened | 8 | SS 110/10 Ivnitsa | 1*6,3 |  | 0.4 | 0.45 | 24 hours | 0.45 | 0 | 0.45 | 0.05 | 0.05 | opened
9 | SS 110/35/10 Lachinovo | 1*10 | 1.28 | 5.13 | 24 hours | 5.13 | 0 | 5.13 | 3.85 | 1 | opened | 9 | SS 110/35/10 Lachinovo | 1*10 | 0.46 | 1.74 | 5.13 | 24 hours | 5.13 | 0 | 5.13 | 3.39 | 0.54 | opened
| Nom. capacity MV, MVA | 10 | 0.75 | 3.6 | 24 hours | 3.6 | 0 | 3.6 | 2.85 |  |  |  | Nom. capacity MV, MVA | 10 | 0 | 0.75 | 3.6 | 24 hours | 3.6 | 0 | 3.6 | 2.85
| Nom. capacity LV, MVA | 10 | 0.53 | 1.53 | 24 hours | 1.53 | 0 | 1.53 | 1 |  |  |  | Nom. capacity LV, MVA | 10 | 0.46 | 0.99 | 1.53 | 24 hours | 1.53 | 0 | 1.53 | 0.54
10 | SS 110/10 Malaya Loknya | 1*10 | 1.2 | 1.21 | 24 hours | 1.21 | 0 | 1.21 | 0.01 | 0.01 | opened | 10 | SS 110/10 Malaya Loknya | 1*10 |  | 1.2 | 1.21 | 24 hours | 1.21 | 0 | 1.21 | 0.01 | 0.01 | opened
11 | SS 110/35/10 Maritsa | 1*2,5 | 0.99 | 1.92 | 24 hours | 1.92 | 0 | 1.92 | 0.93 | 0.93 | opened | 11 | SS 110/35/10 Maritsa | 1*2,5 | 0.011 | 1.001 | 1.92 | 24 hours | 1.92 | 0 | 1.92 | 0.919 | 0.919 | opened
12 | SS 110/35/10 Raskhovets | 1*6,3 | 0.56 | 5.89 | 24 hours | 5.89 | 0 | 5.89 | 5.33 | 1.97 | opened | 12 | SS 110/35/10 Raskhovets | 1*6,3 | 0.005 | 0.565 | 5.89 | 24 hours | 5.89 | 0 | 5.89 | 5.325 | 1.97 | opened
| Nom. capacity MV, MVA | 6.3 | 0.38 | 3.74 | 24 hours | 3.74 | 0 | 3.74 | 3.36 |  |  |  | Nom. capacity MV, MVA | 6.3 | 0.005 | 0.385 | 3.74 | 24 hours | 3.74 | 0 | 3.74 | 3.355
| Nom. capacity LV, MVA | 6.3 | 0.18 | 2.15 | 24 hours | 2.15 | 0 | 2.15 | 1.97 |  |  |  | Nom. capacity LV, MVA | 6.3 |  | 0.18 | 2.15 | 24 hours | 2.15 | 0 | 2.15 | 1.97
13 | SS 110/10 Semyonovskaya | 1*2,5 | 0.4 | 1.4 | 24 hours | 1.4 | 0 | 1.4 | 1 | 1 | opened | 13 | SS 110/10 Semyonovskaya | 1*2,5 | 0.003 | 0.403 | 1.4 | 24 hours | 1.4 | 0 | 1.4 | 0.997 | 0.997 | opened
14 | SS 110/6 Teplichnaya | 1*16 | 4.1 | 6.64 | 24 hours | 6.64 | 0 | 6.64 | 2.54 | 2.54 | opened | 14 | SS 110/6 Teplichnaya | 1*16 | 5.7 | 9.8 | 6.64 | 24 hours | 6.64 | 0 | 6.64 | -3.16 | -3.16 | closed
15 | SS 110/35/10 Troitskaya | 1*10 | 3.01 | 7.5 | 24 hours | 7.5 | 0 | 7.5 | 4.49 | 0.79 | opened | 15 | SS 110/35/10 Troitskaya | 1*10 | 0.754 | 3.764 | 7.5 | 24 hours | 7.5 | 0 | 7.5 | 3.736 | 0.776 | opened
| Nom. capacity MV, MVA | 10 | 2.7 | 6.4 | 24 hours | 6.4 | 0 | 6.4 | 3.7 |  |  |  | Nom. capacity MV, MVA | 10 | 0.74 | 3.44 | 6.4 | 24 hours | 6.4 | 0 | 6.4 | 2.96
| Nom. capacity LV, MVA | 10 | 0.31 | 1.1 | 24 hours | 1.1 | 0 | 1.1 | 0.79 |  |  |  | Nom. capacity LV, MVA | 10 | 0.014 | 0.324 | 1.1 | 24 hours | 1.1 | 0 | 1.1 | 0.776
16 | SS 35/10 Avtodor | 1*2,5 | 0.46 | 0.8 | 24 hours | 0.8 | 0 | 0.8 | 0.34 | 0.34 | opened | 16 | SS 35/10 Avtodor | 1*2,5 | 0.043 | 0.503 | 0.8 | 24 hours | 0.8 | 0 | 0.8 | 0.297 | 0.297 | opened
17 | SS 35/10 Agronom | 1*1,8 | 0.7 | 0.96 | 24 hours | 0.96 | 0 | 0.96 | 0.26 | 0.26 | opened | 17 | SS 35/10 Agronom | 1*1,8 | 0.195 | 0.895 | 0.96 | 24 hours | 0.96 | 0 | 0.86 | 0.065 | 0.065 | opened
18 | SS 35/10 Akimovka | 1*2,5 | 0.25 | 0.68 | 24 hours | 0.68 | 0 | 0.68 | 0.43 | 0.43 | opened | 18 | SS 35/10 Akimovka | 1*2,5 |  | 0.25 | 0.68 | 24 hours | 0.68 | 0 | 0.68 | 0.43 | 0.43 | opened
19 | SS 35/10 Alekseevka | 1*2,5 | 0.28 | 1.43 | 24 hours | 1.43 | 0 | 1.43 | 1.15 | 1.15 | opened | 19 | SS 35/10 Alekseevka | 1*2,5 | 0.015 | 0.295 | 1.43 | 24 hours | 1.43 | 0 | 1.43 | 1.135 | 1.135 | opened
20 | SS 35/10 Afanasyevka (WPS) | 1*4 | 0.55 | 1.34 | 24 hours | 1.34 | 0 | 1.34 | 0.79 | 0.79 | opened | 20 | SS 35/10 Afanasyevka (WPS) | 1*4 | 0.015 | 0.565 | 1.34 | 24 hours | 1.34 | 0 | 1.34 | 0.775 | 0.775 | opened
21 | SS 35/10 B. Gneushevo | 1*2,5 | 0.77 | 0.96 | 24 hours | 0.96 | 0 | 0.96 | 0.19 | 0.19 | opened | 21 | SS 35/10 B. Gneushevo | 1*2,5 |  | 0.77 | 0.96 | 24 hours | 0.96 | 0 | 0.96 | 0.19 | 0.19 | opened
22 | SS 35/10 B.Soldatskoe1 | 1*3,2 | 0.78 | 2.83 | 24 hours | 2.83 | 0 | 2.83 | 2.05 | 2.05 | opened | 22 | SS 35/10 B.Soldatskoe1 | 1*3,2 | 0.231 | 1.011 | 2.83 | 24 hours | 2.83 | 0 | 2.83 | 1.819 | 1.819 | opened
23 | SS 35/10 Banishchi | 1*1,6 | 0.22 | 0.64 | 24 hours | 0.64 | 0 | 0.64 | 0.42 | 0.42 | opened | 23 | SS 35/10 Banishchi | 1*1,6 | 0.015 | 0.235 | 0.64 | 24 hours | 0.64 | 0 | 0.64 | 0.405 | 0.405 | opened
24 | SS 35/10 Baranovo | 1*4 | 0.46 | 1.43 | 24 hours | 1.43 | 0 | 1.43 | 0.97 | 0.97 | opened | 24 | SS 35/10 Baranovo | 1*4 | 0.112 | 0.572 | 1.43 | 24 hours | 1.43 | 0 | 1.43 | 0.858 | 0.858 | opened
25 | SS 35/10 Belgorodka | 1*2,5 | 0.27 | 2.15 | 24 hours | 2.15 | 0 | 2.15 | 1.88 | 1.88 | opened | 25 | SS 35/10 Belgorodka | 1*2,5 | 0.015 | 0.285 | 2.15 | 24 hours | 2.15 | 0 | 2.15 | 1.865 | 1.865 | opened
26 | SS 35/10 Belitsa | 1*4 | 0.6 | 1.76 | 24 hours | 1.76 | 0 | 1.76 | 1.16 | 1.16 | opened | 26 | SS 35/10 Belitsa | 1*4 | 0.072 | 0.672 | 1.76 | 24 hours | 1.76 | 0 | 1.76 | 1.088 | 1.088 | opened
27 | SS 35/10 Biryukovka | 1*1,6 | 0.6 | 0.67 | 24 hours | 0.67 | 0 | 0.67 | 0.07 | 0.07 | opened | 27 | SS 35/10 Biryukovka | 1*1,6 |  | 0.6 | 0.67 | 24 hours | 0.67 | 0 | 0.67 | 0.07 | 0.07 | opened
28 | SS 35/10 Bobrovka | 1*1,6 | 0.24 | 0.67 | 24 hours | 0.67 | 0 | 0.67 | 0.43 | 0.43 | opened | 28 | SS 35/10 Bobrovka | 1*1,6 |  | 0.24 | 0.67 | 24 hours | 0.67 | 0 | 0.67 | 0.43 | 0.43 | opened
29 | SS 35/10 Bobrovo | 1*2,5 | 0.42 | 0.76 | 24 hours | 0.76 | 0 | 0.76 | 0.34 | 0.34 | opened | 29 | SS 35/10 Bobrovo | 1*2,5 |  | 0.42 | 0.76 | 24 hours | 0.76 | 0 | 0.76 | 0.34 | 0.34 | opened
30 | SS 35/10 Budki | 1*1 | 0.09 | 0.64 | 24 hours | 0.64 | 0 | 0.64 | 0.55 | 0.55 | opened | 30 | SS 35/10 Budki | 1*1 |  | 0.09 | 0.64 | 24 hours | 0.64 | 0 | 0.64 | 0.55 | 0.55 | opened
31 | SS 35/10 Bukreevka (CPS) | 1*1,8 | 0.59 | 1.6 | 50 | 1.6 | 0 | 1.6 | 1.01 | 1.01 | opened | 31 | SS 35/10 Bukreevka (CPS) | 1*1,8 |  | 0.59 | 1.6 | 50 | 1.6 | 0 | 1.6 | 1.01 | 1.01 | opened
32 | SS 35/10 Bukreevka (WPS) | 1*1,6 | 0.21 | 0.64 | 24 hours | 0.64 | 0 | 0.64 | 0.43 | 0.43 | opened | 32 | SS 35/10 Bukreevka (WPS) | 1*1,6 | 0.037 | 0.247 | 0.64 | 24 hours | 0.64 | 0 | 0.64 | 0.393 | 0.393 | opened
33 | SS 35/10 Burtsevka | 1*1,6 | 0.18 | 1.43 | 24 hours | 1.43 | 0 | 1.43 | 1.25 | 1.25 | opened | 33 | SS 35/10 Burtsevka | 1*1,6 | 0.022 | 0.202 | 1.43 | 24 hours | 1.43 | 0 | 1.43 | 1.228 | 1.228 | opened
34 | SS 35/10 Bykovo | 1*4 | 0.89 | 1.43 | 24 hours | 1.43 | 0 | 1.43 | 0.54 | 0.54 | opened | 34 | SS 35/10 Bykovo | 1*4 | 0.196 | 1.086 | 1.43 | 24 hours | 1.43 | 0 | 1.43 | 0.344 | 0.344 | opened
35 | SS 35/10 V. Shchigor | 1*2,5 | 0.12 | 2.15 | 24 hours | 2.15 | 0 | 2.15 | 2.03 | 2.03 | opened | 35 | SS 35/10 V. Shchigor | 1*2,5 |  | 0.12 | 2.15 | 24 hours | 2.15 | 0 | 2.15 | 2.03 | 2.03 | opened
36 | SS 35/10 Vanino | 1*2,5 | 0.36 | 0.8 | 24 hours | 0.8 | 0 | 0.8 | 0.44 | 0.44 | opened | 36 | SS 35/10 Vanino | 1*2,5 | 0.058 | 0.418 | 0.8 | 24 hours | 0.8 | 0 | 0.8 | 0.382 | 0.382 | opened
37 | SS 35/10 Vasilyevka | 1*2,5 | 0.64 | 1.05 | 24 hours | 1.05 | 0 | 1.05 | 0.41 | 0.41 | opened | 37 | SS 35/10 Vasilyevka | 1*2,5 | 0.02 | 0.66 | 1.05 | 24 hours | 1.05 | 0 | 1.05 | 0.39 | 0.39 | opened
38 | SS 35/10 Water storage | 1*4 | 1.58 | 2.72 | 24 hours | 2.72 | 0 | 2.72 | 1.14 | 1.14 | opened | 38 | SS 35/10 Water storage | 1*4 | 3.536 | 5.116 | 2.72 | 24 hours | 2.72 | 0 | 2.72 | -2.396 | -2.396 | closed
39 | SS 35/10 Volokonsk | 1*2,5 | 0.3 | 1.1 | 24 hours | 1.1 | 0 | 1.1 | 0.8 | 0.8 | opened | 39 | SS 35/10 Volokonsk | 1*2,5 |  | 0.3 | 1.1 | 24 hours | 1.1 | 0 | 1.1 | 0.8 | 0.8 | opened
40 | SS 35/10 Vorobyovka | 1*2,5 | 0.65 | 0.9 | 24 hours | 0.9 | 0 | 0.9 | 0.25 | 0.25 | opened | 40 | SS 35/10 Vorobyovka | 1*2,5 | 0.014 | 0.664 | 0.9 | 24 hours | 0.9 | 0 | 0.9 | 0.236 | 0.236 | opened
41 | SS 35/10 Voronok | 1*4 | 0.86 | 2.1 | 24 hours | 2.1 | 0 | 2.1 | 1.24 | 1.24 | opened | 41 | SS 35/10 Voronok | 1*4 | 0.013 | 0.873 | 2.1 | 24 hours | 2.1 | 0 | 2.1 | 1.227 | 1.227 | opened
42 | SS 35/10 Vyazovoe | 1*2,5 | 0.66 | 2.15 | 24 hours | 2.15 | 0 | 2.15 | 1.49 | 1.49 | opened | 42 | SS 35/10 Vyazovoe | 1*2,5 |  | 0.66 | 2.15 | 24 hours | 2.15 | 0 | 2.15 | 1.49 | 1.49 | opened
43 | SS 35/10 Gakhovo | 1*2,5 | 0.21 | 1.8 | 24 hours | 1.8 | 0 | 1.8 | 1.59 | 1.59 | opened | 43 | SS 35/10 Gakhovo | 1*2,5 | 0.02 | 0.23 | 1.8 | 24 hours | 1.8 | 0 | 1.8 | 1.57 | 1.57 | opened
44 | SS 35/10 Generalshino | 1*2,5 | 0.25 | 1.5 | 24 hours | 1.5 | 0 | 1.5 | 1.25 | 1.25 | opened | 44 | SS 35/10 Generalshino | 1*2,5 | 0.01 | 0.26 | 1.5 | 24 hours | 1.5 | 0 | 1.5 | 1.24 | 1.24 | opened
45 | SS 35/10 Glazovo | 1*2,5 | 0.94 | 1.4 | 24 hours | 1.4 | 0 | 1.4 | 0.46 | 0.46 | opened | 45 | SS 35/10 Glazovo | 1*2,5 |  | 0.94 | 1.4 | 24 hours | 1.4 | 0 | 1.4 | 0.46 | 0.46 | opened
46 | SS 35/10 Glebovo | 1*2,5 | 0.49 | 1.4 | 24 hours | 1.4 | 0 | 1.4 | 0.91 | 0.91 | opened | 46 | SS 35/10 Glebovo | 1*2,5 | 0.003 | 0.493 | 1.4 | 24 hours | 1.4 | 0 | 1.4 | 0.907 | 0.907 | opened
47 | SS 35/10 Gordeevka | 1*1,6 | 0.12 | 0.7 | 24 hours | 0.7 | 0 | 0.7 | 0.58 | 0.58 | opened | 47 | SS 35/10 Gordeevka | 1*1,6 |  | 0.12 | 0.7 | 24 hours | 0.7 | 0 | 0.7 | 0.58 | 0.58 | opened
48 | SS 35/10 Gorodensk | 1*1,6 | 0.59 | 0.76 | 24 hours | 0.76 | 0 | 0.76 | 0.17 | 0.17 | opened | 48 | SS 35/10 Gorodensk | 1*1,6 | 0.044 | 0.634 | 0.76 | 24 hours | 0.76 | 0 | 0.76 | 0.126 | 0.126 | opened
49 | SS 35/10 Goryainovo | 1*2,5 | 0.5 | 1.1 | 24 hours | 1.1 | 0 | 1.1 | 0.6 | 0.6 | opened | 49 | SS 35/10 Goryainovo | 1*2,5 | 0.0103 | 0.5103 | 1.1 | 24 hours | 1.1 | 0 | 1.1 | 0.5897 | 0.5897 | opened
50 | SS 35/10 12th State stud farm | 1*2,5 | 0.53 | 1.43 | 24 hours | 1.43 | 0 | 1.43 | 0.9 | 0.9 | opened | 50 | SS 35/10 12th State stud farm | 1*2,5 |  | 0.53 | 1.43 | 24 hours | 1.43 | 0 | 1.43 | 0.9 | 0.9 | opened
51 | SS 35/10 Grayvoronka | 1*2,5 | 0.5 | 1.43 | 24 hours | 1.43 | 0 | 1.43 | 0.93 | 0.93 | opened | 51 | SS 35/10 Grayvoronka | 1*2,5 | 0.042 | 0.542 | 1.43 | 24 hours | 1.43 | 0 | 1.43 | 0.888 | 0.888 | opened
52 | SS 35/10 Grinyovka | 1*2,5 | 0.28 | 2.85 | 24 hours | 2.85 | 0 | 2.85 | 2.57 | 2.57 | opened | 52 | SS 35/10 Grinyovka | 1*2,5 | 0.005 | 0.285 | 2.85 | 24 hours | 2.85 | 0 | 2.85 | 2.565 | 2.565 | opened
53 | SS 35/10 Gustomoy | 1*1,6 | 0.21 | 0.94 | 24 hours | 0.94 | 0 | 0.94 | 0.73 | 0.73 | opened | 53 | SS 35/10 Gustomoy | 1*1,6 | 0.006 | 0.216 | 0.94 | 24 hours | 0.94 | 0 | 0.94 | 0.724 | 0.724 | opened
54 | SS 35/10 Daryino | 1*2,5 | 0.4 | 1.8 | 24 hours | 1.8 | 0 | 1.8 | 1.4 | 1.4 | opened | 54 | SS 35/10 Daryino | 1*2,5 | 0.032 | 0.432 | 1.8 | 24 hours | 1.8 | 0 | 1.8 | 1.368 | 1.368 | opened
55 | SS 35/10 Demyakino | 1*2,5 | 0.43 | 0.8 | 24 hours | 0.8 | 0 | 0.8 | 0.37 | 0.37 | opened | 55 | SS 35/10 Demyakino | 1*2,5 | 0.026 | 0.456 | 0.8 | 24 hours | 0.8 | 0 | 0.8 | 0.344 | 0.344 | opened
56 | SS 35/10 Efrosimovka | 1*1,8 | 0.38 | 1.07 | 24 hours | 1.07 | 0 | 1.07 | 0.69 | 0.69 | opened | 56 | SS 35/10 Efrosimovka | 1*1,8 | 0.025 | 0.405 | 1.07 | 24 hours | 1.07 | 0 | 1.07 | 0.665 | 0.665 | opened
57 | SS 35/10 Zhdanovo | 1*2,5 | 0.38 | 0.85 | 24 hours | 0.85 | 0 | 0.85 | 0.47 | 0.47 | opened | 57 | SS 35/10 Zhdanovo | 1*2,5 | 0.038 | 0.418 | 0.85 | 24 hours | 0.85 | 0 | 0.85 | 0.432 | 0.432 | opened
58 | SS 35/10 Zashchitnoe | 1*1,6 | 0.32 | 2.15 | 24 hours | 2.15 | 0 | 2.15 | 1.83 | 1.83 | opened | 58 | SS 35/10 Zashchitnoe | 1*1,6 | 0.011 | 0.331 | 2.15 | 24 hours | 2.15 | 0 | 2.15 | 1.819 | 1.819 | opened
59 | SS 35/10 Zvannoe | 1*2,5 | 0.6 | 0.84 | 24 hours | 0.84 | 0 | 0.84 | 0.24 | 0.24 | opened | 59 | SS 35/10 Zvannoe | 1*2,5 | 0.043 | 0.643 | 0.84 | 24 hours | 0.84 | 0 | 0.84 | 0.197 | 0.197 | opened
60 | SS 35/10 Znamenka | 1*1,8 | 1.01 | 2.15 | 24 hours | 2.15 | 0 | 2.15 | 1.14 | 1.14 | opened | 60 | SS 35/10 Znamenka | 1*1,8 |  | 1.01 | 2.15 | 24 hours | 2.15 | 0 | 2.15 | 1.14 | 1.14 | opened
61 | SS 35/10 Iskra | 1*2,5 | 0.16 | 0.58 | 24 hours | 0.58 | 0 | 0.58 | 0.42 | 0.42 | opened | 61 | SS 35/10 Iskra | 1*2,5 | 0.033 | 0.193 | 0.58 | 24 hours | 0.58 | 0 | 0.58 | 0.387 | 0.387 | opened
62 | SS 35/10 Kazanka | 1*4 | 0.33 | 0.8 | 24 hours | 0.8 | 0 | 0.8 | 0.47 | 0.47 | opened | 62 | SS 35/10 Kazanka | 1*4 |  | 0.33 | 0.8 | 24 hours | 0.8 | 0 | 0.8 | 0.47 | 0.47 | opened
63 | SS 35/10 Kalinovka (new) | 1*2,5 | 0.17 | 1.8 | 24 hours | 1.8 | 0 | 1.8 | 1.63 | 1.63 | opened | 63 | SS 35/10 Kalinovka (new) | 1*2,5 | 0.01 | 0.18 | 1.8 | 24 hours | 1.8 | 0 | 1.8 | 1.62 | 1.62 | opened
64 | SS 35/10 Karyzh | 1*1,6 | 0.18 | 0.64 | 24 hours | 0.64 | 0 | 0.64 | 0.46 | 0.46 | opened | 64 | SS 35/10 Karyzh | 1*1,6 | 0.009 | 0.189 | 0.64 | 24 hours | 0.64 | 0 | 0.64 | 0.451 | 0.451 | opened
65 | SS 35/10 Kitaevka | 1*1,6 | 0.26 | 0.74 | 24 hours | 0.74 | 0 | 0.74 | 0.48 | 0.48 | opened | 65 | SS 35/10 Kitaevka | 1*1,6 | 0.207 | 0.467 | 0.74 | 24 hours | 0.74 | 0 | 0.74 | 0.273 | 0.273 | opened
66 | SS 35/10 Kobylki | 1*2,5 | 0.68 | 1.53 | 24 hours | 1.53 | 0 | 1.53 | 0.85 | 0.85 | opened | 66 | SS 35/10 Kobylki | 1*2,5 | 0.031 | 0.711 | 1.53 | 24 hours | 1.53 | 0 | 1.53 | 0.819 | 0.819 | opened
67 | SS 35/10 Kolontaevka | 1*2,5 | 0.26 | 0.84 | 24 hours | 0.84 | 0 | 0.84 | 0.58 | 0.58 | opened | 67 | SS 35/10 Kolontaevka | 1*2,5 |  | 0.26 | 0.84 | 24 hours | 0.84 | 0 | 0.84 | 0.58 | 0.58 | opened
68 | SS 35/10 Kondratovka | 1*1,8 | 0.55 | 1.42 | 24 hours | 1.42 | 0 | 1.42 | 0.87 | 0.87 | opened | 68 | SS 35/10 Kondratovka | 1*1,8 | 0.022 | 0.572 | 1.42 | 24 hours | 1.42 | 0 | 1.42 | 0.848 | 0.848 | opened
69 | SS 35/10 Korovyakovka | 1*1,6 | 0.21 | 0.76 | 24 hours | 0.76 | 0 | 0.76 | 0.55 | 0.55 | opened | 69 | SS 35/10 Korovyakovka | 1*1,6 | 0.009 | 0.219 | 0.76 | 24 hours | 0.76 | 0 | 0.76 | 0.541 | 0.541 | opened
70 | SS 35/10 Lezhenki | 1*2,5 | 0.09 | 1.43 | 24 hours | 1.43 | 0 | 1.43 | 1.34 | 1.34 | opened | 70 | SS 35/10 Lezhenki | 1*2,5 | 0.014 | 0.104 | 1.43 | 24 hours | 1.43 | 0 | 1.43 | 1.326 | 1.326 | opened
71 | SS 35/10 Leninskaya | 1*1,8 | 0.67 | 0.73 | 24 hours | 0.73 | 0 | 0.73 | 0.06 | 0.06 | opened | 71 | SS 35/10 Leninskaya | 1*1,8 | 0.022 | 0.692 | 0.73 | 24 hours | 0.73 | 0 | 0.73 | 0.038 | 0.038 | opened
72 | SS 35/10 Lobazovka | 1*2,5 | 0.86 | 1.09 | 24 hours | 1.09 | 0 | 1.09 | 0.23 | 0.23 | opened | 72 | SS 35/10 Lobazovka | 1*2,5 | 0.011 | 0.871 | 1.09 | 24 hours | 1.09 | 0 | 1.09 | 0.219 | 0.219 | opened
73 | SS 35/10 Lugovka | 1*1,6 | 0.54 | 1.29 | 24 hours | 1.29 | 0 | 1.29 | 0.75 | 0.75 | opened | 73 | SS 35/10 Lugovka | 1*1,6 | 0.035 | 0.575 | 1.29 | 24 hours | 1.29 | 0 | 1.29 | 0.715 | 0.715 | opened
74 | SS 35/10 Lyubava | 1*6,3 | 0.31 | 1.15 | 24 hours | 1.15 | 0 | 1.15 | 0.84 | 0.84 | opened | 74 | SS 35/10 Lyubava | 1*6,3 | 0.008 | 0.318 | 1.15 | 24 hours | 1.15 | 0 | 1.15 | 0.832 | 0.832 | opened
75 | SS 35/10 Lyubimovka-1 | 1*3,2 | 0 | 0.96 | 24 hours | 0.96 | 0 | 0.96 | 0.96 | 0.96 | opened | 75 | SS 35/10 Lyubimovka-1 | 1*3,2 | 0.041 | 0.041 | 0.96 | 24 hours | 0.96 | 0 | 0.96 | 0.919 | 0.919 | opened
76 | SS 35/10 M. Kamenets | 1*1,6 | 0.6 | 1.1 | 24 hours | 1.1 | 0 | 1.1 | 0.5 | 0.5 | opened | 76 | SS 35/10 M. Kamenets | 1*1,6 | 0.051 | 0.651 | 1.1 | 24 hours | 1.1 | 0 | 1.1 | 0.449 | 0.449 | opened
77 | SS 35/10 М. Gneushevo | 1*4 | 0.7 | 1.28 | 24 hours | 1.28 | 0 | 1.28 | 0.58 | 0.58 | opened | 77 | SS 35/10 М. Gneushevo | 1*4 | 0.005 | 0.705 | 1.28 | 24 hours | 1.28 | 0 | 1.28 | 0.575 | 0.575 | opened
78 | SS 35/10 М. Kryuki | 1*2,5 | 0.4 | 1.19 | 24 hours | 1.19 | 0 | 1.19 | 0.79 | 0.79 | opened | 78 | SS 35/10 М. Kryuki | 1*2,5 |  | 0.4 | 1.19 | 24 hours | 1.19 | 0 | 1.19 | 0.79 | 0.79 | opened
79 | SS 35/10 Markovo | 1*2,5 | 0.65 | 0.8 | 24 hours | 0.8 | 0 | 0.8 | 0.15 | 0.15 | opened | 79 | SS 35/10 Markovo | 1*2,5 |  | 0.65 | 0.8 | 24 hours | 0.8 | 0 | 0.8 | 0.15 | 0.15 | opened
80 | SS 35/10 Marmyzhi | 1*2,5 | 0.21 | 1.33 | 24 hours | 1.33 | 0 | 1.33 | 1.12 | 1.12 | opened | 80 | SS 35/10 Marmyzhi | 1*2,5 |  | 0.21 | 1.33 | 24 hours | 1.33 | 0 | 1.33 | 1.12 | 1.12 | opened
81 | SS 35/10 Melovoe | 1*4 | 0.99 | 2.15 | 24 hours | 2.15 | 0 | 2.15 | 1.16 | 1.16 | opened | 81 | SS 35/10 Melovoe | 1*4 | 0.013 | 1.003 | 2.15 | 24 hours | 2.15 | 0 | 2.15 | 1.147 | 1.147 | opened
82 | SS 35/10 Mokva | 1*4 | 0.5 | 2.15 | 24 hours | 2.15 | 0 | 2.15 | 1.65 | 1.65 | opened | 82 | SS 35/10 Mokva | 1*4 | 0.011 | 0.511 | 2.15 | 24 hours | 2.15 | 0 | 2.15 | 1.639 | 1.639 | opened
83 | SS 35/10 Mokrusheno | 1*1,6 | 0.6 | 1.1 | 24 hours | 1.1 | 0 | 1.1 | 0.5 | 0.5 | opened | 83 | SS 35/10 Mokrusheno | 1*1,6 | 0.026 | 0.626 | 1.1 | 24 hours | 1.1 | 0 | 1.1 | 0.474 | 0.474 | opened
84 | SS 35/10 Molotychi | 1*2,5 | 0.4 | 0.9 | 24 hours | 0.9 | 0 | 0.9 | 0.5 | 0.5 | opened | 84 | SS 35/10 Molotychi | 1*2,5 |  | 0.4 | 0.9 | 24 hours | 0.9 | 0 | 0.9 | 0.5 | 0.5 | opened
85 | SS 35/10 Mochaki | 1*2,5 | 0.03 | 1.07 | 24 hours | 1.07 | 0 | 1.07 | 1.04 | 1.04 | opened | 85 | SS 35/10 Mochaki | 1*2,5 |  | 0.03 | 1.07 | 24 hours | 1.07 | 0 | 1.07 | 1.04 | 1.04 | opened
86 | SS 35/10 N. Vladimirovka | 1*2,5 | 0.08 | 4.3 | 24 hours | 4.3 | 0 | 4.3 | 4.22 | 4.22 | opened | 86 | SS 35/10 N. Vladimirovka | 1*2,5 |  | 0.08 | 4.3 | 24 hours | 4.3 | 0 | 4.3 | 4.22 | 4.22 | opened
87 | SS 35/10 N. Gurovo | 1*4,0 | 0.73 | 2.15 | 24 hours | 2.15 | 0 | 2.15 | 1.42 | 1.42 | opened | 87 | SS 35/10 N. Gurovo | 1*4,0 | 0.008 | 0.738 | 2.15 | 24 hours | 2.15 | 0 | 2.15 | 1.412 | 1.412 | opened
88 | SS 35/10 Nadeyka | 1*2,5 | 0.16 | 1.4 | 24 hours | 1.4 | 0 | 1.4 | 1.24 | 1.24 | opened | 88 | SS 35/10 Nadeyka | 1*2,5 | 0.008 | 0.168 | 1.4 | 24 hours | 1.4 | 0 | 1.4 | 1.232 | 1.232 | opened
89 | SS 35/10 Niva | 1*2,5 | 0.4 | 1.56 | 24 hours | 1.56 | 0 | 1.56 | 1.16 | 1.16 | opened | 89 | SS 35/10 Niva | 1*2,5 | 0.015 | 0.415 | 1.56 | 24 hours | 1.56 | 0 | 1.56 | 1.145 | 1.145 | opened
90 | SS 35/10 Olgovka | 1*2,5 | 0.41 | 0.97 | 24 hours | 0.97 | 0 | 0.97 | 0.56 | 0.56 | opened | 90 | SS 35/10 Olgovka | 1*2,5 | 0.005 | 0.415 | 0.97 | 24 hours | 0.97 | 0 | 0.97 | 0.555 | 0.555 | opened
91 | SS 35/10 Olkhovatka | 1*4 | 0.38 | 0.64 | 24 hours | 0.64 | 0 | 0.64 | 0.26 | 0.26 | opened | 91 | SS 35/10 Olkhovatka | 1*4 | 0.01 | 0.39 | 0.64 | 24 hours | 0.64 | 0 | 0.64 | 0.25 | 0.25 | opened
92 | SS 35/10 Orositelnaya | 1*4 | 0.93 | 2.97 | 24 hours | 2.97 | 0 | 2.97 | 2.04 | 2.04 | opened | 92 | SS 35/10 Orositelnaya | 1*4 | 0.66 | 1.59 | 2.97 | 24 hours | 2.97 | 0 | 2.97 | 1.38 | 1.38 | opened
93 | SS 35/10 Peny-2 | 1*2,5 | 0.6 | 2.32 | 24 hours | 2.32 | 0 | 2.32 | 1.72 | 1.72 | opened | 93 | SS 35/10 Peny-2 | 1*2,5 | 0.41 | 1.01 | 2.32 | 24 hours | 2.32 | 0 | 2.32 | 1.31 | 1.31 | opened
94 | SS 35/10 Perestuplino (old) | 1*2,5 | 0.16 | 1.4 | 24 hours | 1.4 | 0 | 1.4 | 1.24 | 1.24 | opened | 94 | SS 35/10 Perestuplino (old) | 1*2,5 |  | 0.16 | 1.4 | 24 hours | 1.4 | 0 | 1.4 | 1.24 | 1.24 | opened
95 | SS 35/10 Perestuplino (new) | 1*2,5 | 0.36 | 1.4 | 24 hours | 1.4 | 0 | 1.4 | 1.04 | 1.04 | opened | 95 | SS 35/10 Perestuplino (new) | 1*2,5 |  | 0.36 | 1.4 | 24 hours | 1.4 | 0 | 1.4 | 1.04 | 1.04 | opened
96 | SS 35/10 Petrovo | 1*6,3 | 1 | 2.15 | 24 hours | 2.15 | 0 | 2.15 | 1.15 | 1.15 | opened | 96 | SS 35/10 Petrovo | 1*6,3 | 0.099 | 1.099 | 2.15 | 24 hours | 2.15 | 0 | 2.15 | 1.051 | 1.051 | opened
97 | SS 35/10 Petrovskaya | 1*2,5 | 0.03 | 0.74 | 24 hours | 0.74 | 0 | 0.74 | 0.71 | 0.71 | opened | 97 | SS 35/10 Petrovskaya | 1*2,5 |  | 0.03 | 0.74 | 24 hours | 0.74 | 0 | 0.74 | 0.71 | 0.71 | opened
98 | SS 35/10 Pokrovskoe | 1*2,5 | 0.27 | 2.15 | 24 hours | 2.15 | 0 | 2.15 | 1.88 | 1.88 | opened | 98 | SS 35/10 Pokrovskoe | 1*2,5 | 0.015 | 0.285 | 2.15 | 24 hours | 2.15 | 0 | 2.15 | 1.865 | 1.865 | opened
99 | SS 35/10 Prilepy | 1*1,6 | 0.53 | 2.15 | 24 hours | 2.15 | 0 | 2.15 | 1.62 | 1.62 | opened | 99 | SS 35/10 Prilepy | 1*1,6 | 0.009 | 0.539 | 2.15 | 24 hours | 2.15 | 0 | 2.15 | 1.611 | 1.611 | opened
100 | SS 35/10 Pristen | 1*4 | 2.3 | 3.3 | 24 hours | 3.3 | 0 | 3.3 | 1 | 1 | opened | 100 | SS 35/10 Pristen | 1*4 | 0.03 | 2.33 | 3.3 | 24 hours | 3.3 | 0 | 3.3 | 0.97 | 0.97 | opened
101 | SS 35/10 R. Budy 35/10 | 1*4 | 0 | 0.74 | 24 hours | 0.74 | 0 | 0.74 | 0.74 | 0.74 | opened | 101 | SS 35/10 R. Budy 35/10 | 1*4 | 0.012 | 0.012 | 0.74 | 24 hours | 0.74 | 0 | 0.74 | 0.728 | 0.728 | opened
102 | SS 35/10 Reut | 1*2,5 | 0.16 | 0.86 | 0 | 0.86 | 0 | 0.86 | 0.7 | 0.7 | opened | 102 | SS 35/10 Reut | 1*2,5 |  | 0.16 | 0.86 | 0 | 0.86 | 0 | 0.86 | 0.7 | 0.7 | opened
103 | SS 35/10 Rovenka | 1*1,6 | 0.16 | 1.43 | 24 hours | 1.43 | 0 | 1.43 | 1.27 | 1.27 | opened | 103 | SS 35/10 Rovenka | 1*1,6 | 0.015 | 0.175 | 1.43 | 24 hours | 1.43 | 0 | 1.43 | 1.255 | 1.255 | opened
104 | SS 35/10 Rodina (NPC) | 1*2,5 | 0.17 | 0.7 | 24 hours | 0.7 | 0 | 0.7 | 0.53 | 0.53 | opened | 104 | SS 35/10 Rodina (NPC) | 1*2,5 | 0.033 | 0.203 | 0.7 | 24 hours | 0.7 | 0 | 0.7 | 0.497 | 0.497 | opened
105 | SS 35/10 Rodina (EPS) | 1*4 | 0.5 | 2.3 | 24 hours | 2.3 | 0 | 2.3 | 1.8 | 1.8 | opened | 105 | SS 35/10 Rodina (EPS) | 1*4 |  | 0.5 | 2.3 | 24 hours | 2.3 | 0 | 2.3 | 1.8 | 1.8 | opened
106 | SS 35/10 Rubanshchina | 1*2,5 | 0.4 | 1.31 | 24 hours | 1.31 | 0 | 1.31 | 0.91 | 0.91 | opened | 106 | SS 35/10 Rubanshchina | 1*2,5 | 0.003 | 0.403 | 1.31 | 24 hours | 1.31 | 0 | 1.31 | 0.907 | 0.907 | opened
107 | SS 35/10 Rusanovo | 1*1,8 | 0.39 | 1.43 | 24 hours | 1.43 | 0 | 1.43 | 1.04 | 1.04 | opened | 107 | SS 35/10 Rusanovo | 1*1,8 | 0.024 | 0.414 | 1.43 | 24 hours | 1.43 | 0 | 1.43 | 1.016 | 1.016 | opened
108 | SS 35/10 Ryshkovo | 1*2,5 | 0.56 | 0.94 | 24 hours | 0.94 | 0 | 0.94 | 0.38 | 0.38 | opened | 108 | SS 35/10 Ryshkovo | 1*2,5 | 0.038 | 0.598 | 0.94 | 24 hours | 0.94 | 0 | 0.94 | 0.342 | 0.342 | opened
109 | SS 35/10 Ryazanovo | 1*1,6 | 0.58 | 1.15 | 24 hours | 1.15 | 0 | 1.15 | 0.57 | 0.57 | opened | 109 | SS 35/10 Ryazanovo | 1*1,6 |  | 0.58 | 1.15 | 24 hours | 1.15 | 0 | 1.15 | 0.57 | 0.57 | opened
110 | SS 35/10 Sazanovka | 1*2,5 | 0.3 | 1.25 | 24 hours | 1.25 | 0 | 1.25 | 0.95 | 0.95 | opened | 110 | SS 35/10 Sazanovka | 1*2,5 |  | 0.3 | 1.25 | 24 hours | 1.25 | 0 | 1.25 | 0.95 | 0.95 | opened
111 | SS 35/10 Sergievka | 1*2,5 | 0.4 | 2.7 | 24 hours | 2.7 | 0 | 2.7 | 2.3 | 2.3 | opened | 111 | SS 35/10 Sergievka | 1*2,5 | 0.005 | 0.405 | 2.7 | 24 hours | 2.7 | 0 | 2.7 | 2.295 | 2.295 | opened
112 | SS 35/10 Sokolye | 1*2,5 | 0.3 | 1.43 | 24 hours | 1.43 | 0 | 1.43 | 1.13 | 1.13 | opened | 112 | SS 35/10 Sokolye | 1*2,5 | 0.051 | 0.351 | 1.43 | 24 hours | 1.43 | 0 | 1.43 | 1.079 | 1.079 | opened
113 | SS 35/10 Solntsevo | 1*2,5 | 0.9 | 1.76 | 24 hours | 1.76 | 0 | 1.76 | 0.86 | 0.86 | opened | 113 | SS 35/10 Solntsevo | 1*2,5 | 0.075 | 0.975 | 1.76 | 24 hours | 1.76 | 0 | 1.76 | 0.785 | 0.785 | opened
114 | SS 35/10 Spasskoe | 1*1,6 | 0.22 | 1.1 | 24 hours | 1.1 | 0 | 1.1 | 0.88 | 0.88 | opened | 114 | SS 35/10 Spasskoe | 1*1,6 |  | 0.22 | 1.1 | 24 hours | 1.1 | 0 | 1.1 | 0.88 | 0.88 | opened
115 | SS 35/10 Sr. Olshanka | 1*2,5 | 0.3 | 1.4 | 24 hours | 1.4 | 0 | 1.4 | 1.1 | 1.1 | opened | 115 | SS 35/10 Sr. Olshanka | 1*2,5 | 0.004 | 0.304 | 1.4 | 24 hours | 1.4 | 0 | 1.4 | 1.096 | 1.096 | opened
116 | SS 35/10 Streletskaya | 1*2,5 | 0.35 | 1.3 | 24 hours | 1.3 | 0 | 1.3 | 0.95 | 0.95 | opened | 116 | SS 35/10 Streletskaya | 1*2,5 | 0.038 | 0.388 | 1.3 | 24 hours | 1.3 | 0 | 1.3 | 0.912 | 0.912 | opened
117 | SS 35/10 Subbotino | 1*2,5 | 0.6 | 1.34 | 24 hours | 1.34 | 0 | 1.34 | 0.74 | 0.74 | opened | 117 | SS 35/10 Subbotino | 1*2,5 | 0.005 | 0.605 | 1.34 | 24 hours | 1.34 | 0 | 1.34 | 0.735 | 0.735 | opened
118 | SS 35/10 Sukhaya | 1*1,6 | 0.44 | 0.71 | 24 hours | 0.71 | 0 | 0.71 | 0.27 | 0.27 | opened | 118 | SS 35/10 Sukhaya | 1*1,6 | 0.002 | 0.442 | 0.71 | 24 hours | 0.71 | 0 | 0.71 | 0.268 | 0.268 | opened
119 | SS 35/10 Telmana | 1*2,5 | 0.3 | 1.15 | 24 hours | 1.15 | 0 | 1.15 | 0.85 | 0.85 | opened | 119 | SS 35/10 Telmana | 1*2,5 | 0.009 | 0.309 | 1.15 | 24 hours | 1.15 | 0 | 1.15 | 0.841 | 0.841 | opened
120 | SS 35/10 Terebuzh | 1*2,5 | 0.46 | 1.43 | 24 hours | 1.43 | 0 | 1.43 | 0.97 | 0.97 | opened | 120 | SS 35/10 Terebuzh | 1*2,5 | 0.007 | 0.467 | 1.43 | 24 hours | 1.43 | 0 | 1.43 | 0.963 | 0.963 | opened
121 | SS 35/10 Fateevka | 1*2,5 | 0.08 | 0.7 | 24 hours | 0.7 | 0 | 0.7 | 0.62 | 0.62 | opened | 121 | SS 35/10 Fateevka | 1*2,5 |  | 0.08 | 0.7 | 24 hours | 0.7 | 0 | 0.7 | 0.62 | 0.62 | opened
122 | SS 35/10 Fentisovo | 1*1,6 | 0.17 | 1.72 | 24 hours | 1.72 | 0 | 1.72 | 1.55 | 1.55 | opened | 122 | SS 35/10 Fentisovo | 1*1,6 | 0.015 | 0.185 | 1.72 | 24 hours | 1.72 | 0 | 1.72 | 1.535 | 1.535 | opened
123 | SS 35/10 Chapaevskaya | 1*2,5 | 0.2 | 1.1 | 24 hours | 1.1 | 0 | 1.1 | 0.9 | 0.9 | opened | 123 | SS 35/10 Chapaevskaya | 1*2,5 | 0.011 | 0.211 | 1.1 | 24 hours | 1.1 | 0 | 1.1 | 0.889 | 0.889 | opened
124 | SS 35/10 Chemerki | 1*1,6 | 0.06 | 0.85 | 24 hours | 0.85 | 0 | 0.85 | 0.79 | 0.79 | opened | 124 | SS 35/10 Chemerki | 1*1,6 |  | 0.06 | 0.85 | 24 hours | 0.85 | 0 | 0.85 | 0.79 | 0.79 | opened
125 | SS 35/10 Chizhovka | 1*1,6 | 0.35 | 1.43 | 24 hours | 1.43 | 0 | 1.43 | 1.08 | 1.08 | opened | 125 | SS 35/10 Chizhovka | 1*1,6 | 0.018 | 0.368 | 1.43 | 24 hours | 1.43 | 0 | 1.43 | 1.062 | 1.062 | opened
126 | SS 35/10 Shatilovka | 1*2,5 | 0.16 | 1.43 | 24 hours | 1.43 | 0 | 1.43 | 1.27 | 1.27 | opened | 126 | SS 35/10 Shatilovka | 1*2,5 | 0.011 | 0.171 | 1.43 | 24 hours | 1.43 | 0 | 1.43 | 1.259 | 1.259 | opened
127 | SS 35/10 Sheptukhovka | 1*2,5 | 0.75 | 1.47 | 24 hours | 1.47 | 0 | 1.47 | 0.72 | 0.72 | opened | 127 | SS 35/10 Sheptukhovka | 1*2,5 | 0.013 | 0.763 | 1.47 | 24 hours | 1.47 | 0 | 1.47 | 0.707 | 0.707 | opened
128 | SS 35/10 Shuklino | 1*2,5 | 0.25 | 0.85 | 24 hours | 0.85 | 0 | 0.85 | 0.6 | 0.6 | opened | 128 | SS 35/10 Shuklino | 1*2,5 |  | 0.25 | 0.85 | 24 hours | 0.85 | 0 | 0.85 | 0.6 | 0.6 | opened
129 | SS 35/10 Elevator | 1*6,3 | 0.31 | 0.6 | 24 hours | 0.6 | 0 | 0.6 | 0.29 | 0.29 | opened | 129 | SS 35/10 Elevator | 1*6,3 |  | 0.31 | 0.6 | 24 hours | 0.6 | 0 | 0.6 | 0.29 | 0.29 | opened
130 | SS 35/10 Yankovo | 1*1,6 | 0.25 | 0.64 | 24 hours | 0.64 | 0 | 0.64 | 0.39 | 0.39 | opened | 130 | SS 35/10 Yankovo | 1*1,6 |  | 0.25 | 0.64 | 24 hours | 0.64 | 0 | 0.64 | 0.39 | 0.39 | opened
131 | SS 35/10 Yasenki | 1*2,5 | 0.48 | 2.15 | 24 hours | 2.15 | 0 | 2.15 | 1.67 | 1.67 | opened | 131 | SS 35/10 Yasenki | 1*2,5 | 0.038 | 0.518 | 2.15 | 24 hours | 2.15 | 0 | 2.15 | 1.632 | 1.632 | opened
Two- and more transformer substations | [11 empty] | Two- and more transformer substations
1 | SS 110/6 Akkumulyatornaya | 2*25 | 10.47 | 0 | 0 | 10.47 | 0 | 26.25 | 15.78 | 15.78 | opened | 1 | SS 110/6 Akkumulyatornaya | 2*25 |  | 10.47 | 0 | 0 | 24.23 | 0 | 26.25 | 15.78 | 15.78 | opened
2 | SS 110/10 ARZ | 6,3+10 | 2.62 | 0.9 | 45 | 1.72 | 0 | 6.62 | 4.9 | 4.9 | opened | 2 | SS 110/10 ARZ | 6,3+10 |  | 2.62 | 0.9 | 45 | 2.25 | 0 | 6.62 | 4.9 | 4.9 | opened
3 | SS 110/35/10 Atomgrad | 2*25 | 13.07 | 20.2 | 120 | -7.13 | 0 | 26.25 | 33.38 | 26.02 | opened | 3 | SS 110/35/10 Atomgrad | 2*25 | 0.081 | 13.151 | 20.2 | 120 | -6.769 | 0 | 26.25 | 33.299 | 25.961 | opened
| Nom. capacity MV, MVA | 25 | 3.24 | 10.6 | 120 | -7.36 | 0 | 26.25 | 33.61 |  |  |  | Nom. capacity MV, MVA | 25 | 0.104 | 3.344 | 10.6 | 120 | -9.496 | 0 | 26.25 | 33.506
| Nom. capacity lV, MVA | 25 | 9.83 | 9.6 | 120 | 0.23 | 0 | 26.25 | 26.02 |  |  |  | Nom. capacity lV, MVA | 25 | 0.059 | 9.889 | 9.6 | 120 | 2.809 | 0 | 26.25 | 25.961
4 | SS 110/10 B. Zhirovo | 2*6,3 | 0.36 | 0.6 | 120 | -0.24 | 0 | 6.62 | 6.86 | 6.86 | opened | 4 | SS 110/10 B. Zhirovo | 2*6,3 |  | 0.36 | 0.6 | 120 | -0.16 | 0 | 6.62 | 6.86 | 6.86 | opened
5 | SS 110/35/10 Basovo | 5,6+10 | 1.19 | 6.19 | 15 | -5 | 0 | 5.88 | 10.88 | 5.38 | opened | 5 | SS 110/35/10 Basovo | 5,6+10 | 0.012 | 1.202 | 6.19 | 15 | -5.218 | 0 | 5.88 | 10.868 | 5.379 | opened
| Ном. Мощность СН, МВА | 5,6+10 | 0.5 | 6 |  | -5.5 | 0 | 5.88 | 11.38 |  |  |  | Ном. Мощность СН, МВА | 5,6+10 | 0.011 | 0.511 | 6 | 0 | -5.669 | 0 | 5.88 | 11.369
| Nom. capacity LV, MVA | 5,6+10 | 0.69 | 0.19 | 120 | 0.5 | 0 | 5.88 | 5.38 |  |  |  | Nom. capacity LV, MVA | 5,6+10 | 0.001 | 0.691 | 0.19 | 120 | 0.451 | 0 | 5.88 | 5.379
6 | SS 110/35/10 Belaya | 2*16 | 8.4 | 12 | 120 | -3.6 | 0 | 16.8 | 20.4 | 13.4 | opened | 6 | SS 110/35/10 Belaya | 2*16 | 0.822 | 9.222 | 12 | 120 | -5.178 | 0 | 16.8 | 19.578 | 12.87 | opened
| Nom. capacity MV, MVA | 16 | 3.4 | 0 |  | 3.4 | 0 | 16.8 | 13.4 |  |  |  | Nom. capacity MV, MVA | 16 | 0.53 | 3.93 | 0 | 0 | 4.33 | 0 | 16.8 | 12.87
| Nom. capacity LV, MVA | 16 | 5 | 12 | 120 | -7 | 0 | 16.8 | 23.8 |  |  |  | Nom. capacity LV, MVA | 16 | 0.292 | 5.292 | 12 | 120 | -9.508 | 0 | 16.8 | 23.508
7 | SS 110/35/10 Bobryshovo | 2*6,3 | 1.2 | 1.3 | 120 | -0.1 | 0 | 6.62 | 6.72 | 6.02 | opened | 7 | SS 110/35/10 Bobryshovo | 2*6,3 | 0.026 | 1.226 | 1.3 | 120 | -0.244 | 0 | 6.62 | 6.694 | 6.016 | opened
| Nom. capacity MV, MVA | 6.3 | 0.6 |  |  | 0.6 | 0 | 6.62 | 6.02 |  |  |  | Nom. capacity MV, MVA | 6.3 | 0.004 | 0.604 | 0 | 0 | 0.234 | 0 | 6.62 | 6.016
| Nom. capacity LV, MVA | 6.3 | 0.6 | 1.3 | 120 | -0.7 | 0 | 6.62 | 7.32 |  |  |  | Nom. capacity LV, MVA | 6.3 | 0.022 | 0.622 | 1.3 | 120 | -0.478 | 0 | 6.62 | 7.298
8 | SS 110/10 Vinnikovo | 2,5+6,3 | 2.31 | 1.17 | 45 | 1.14 | 0 | 2.63 | 1.49 | 1.49 | opened | 8 | SS 110/10 Vinnikovo | 2,5+6,3 | 0.022 | 2.332 | 1.17 | 45 | 1.072 | 0 | 2.63 | 1.468 | 1.468 | opened
9 | SS 110/35/6 Volokno | 40+2*40,5 | 37.58 | 16.8 | 0 | 20.78 | 0 | 84.53 | 63.75 | 61.28 | opened | 9 | SS 110/35/6 Volokno | 40+2*40,5 | 1.506 | 39.086 | 16.8 | 0 | 37.626 | 0 | 84.53 | 62.244 | 61.221 | opened
| Nom. capacity MV, MVA | 40+2*40,5 | 14.33 | 16.8 | 0 | -2.47 | 0 | 84.53 | 87 |  |  |  | Nom. capacity MV, MVA | 40+2*40,5 | 1.447 | 15.777 | 16.8 | 0 | 8.457 | 0 | 84.53 | 85.553
| Nom. capacity MV, MVA | 40+2*40,5 | 23.25 | 0 | 0 | 23.25 | 0 | 84.53 | 61.28 |  |  |  | Nom. capacity MV, MVA | 40+2*40,5 | 0.059 | 23.309 | 0 | 0 | 29.169 | 0 | 84.53 | 61.221
10 | SS 110/10 Vysokaya* | 2*16 | 28.27 | 3.2 | 15 | 25.07 | 0 | 16.8 | -8.27 | -8.27 | closed* | 10 | SS 110/10 Vysokaya | 2*16 |  | 28.27 | 3.2 | 15 | 16.26 | 0 | 16.8 | -8.27 | -8.27 | closed
11 | SS 110/35/10 Glushkovo | 2*10 | 8.7 | 8.04 | 120 | 0.66 | 0 | 10.5 | 9.84 | 8.44 | opened | 11 | SS 110/35/10 Glushkovo | 2*10 | 0.579 | 9.279 | 8.04 | 120 | 0.489 | 0 | 10.5 | 9.261 | 8.4 | opened
| Nom. capacity MV, MVA | 10 | 5.2 | 6.6 | 120 | -1.4 | 0 | 10.5 | 11.9 |  |  |  | Nom. capacity MV, MVA | 10 | 0.539 | 5.739 | 6.6 | 120 | -2.461 | 0 | 10.5 | 11.361
| Nom. capacity LV, MVA | 10 | 3.5 | 1.44 | 80 | 2.06 | 0 | 10.5 | 8.44 |  |  |  | Nom. capacity LV, MVA | 10 | 0.04 | 3.54 | 1.44 | 80 | 2.95 | 0 | 10.5 | 8.4
12 | SS 110/10 Gorodskaya | 2*25 | 10.4 | 0 | 0 | 10.4 | 0 | 26.25 | 15.85 | 15.85 | opened | 12 | SS 110/10 Gorodskaya | 2*25 | 4.53 | 14.93 | 0 | 0 | 14.58 | 0 | 26.25 | 11.32 | 11.32 | opened
13 | SS 110/35/10 Gorshechnoe | 10+16 | 9.41 | 6.52 | 120 | 2.89 | 0 | 10.5 | 7.61 | 7.61 | opened | 13 | SS 110/35/10 Gorshechnoe | 10+16 | 0.673 | 10.083 | 6.52 | 120 | 3.673 | 0 | 10.5 | 6.937 | 6.937 | opened
| Nom. capacity MV, MVA | 10+16 | 6.13 | 6.06 |  | 0.07 | 0 | 10.5 | 10.43 |  |  |  | Nom. capacity MV, MVA | 10+16 | 0.288 | 6.418 | 6.06 | 0 | -2.352 | 0 | 10.5 | 10.142
| Nom. capacity LV, MVA | 10+16 | 3.28 | 0.46 | 120 | 2.82 | 0 | 10.5 | 7.68 |  |  |  | Nom. capacity LV, MVA | 10+16 | 0.385 | 3.665 | 0.46 | 120 | 6.025 | 0 | 10.5 | 7.295
14 | SS 110/35/10 Dmitriev | 2*10 | 7.09 | 10.4 | 120 | -3.31 | 0 | 10.5 | 13.81 | 8.43 | opened | 14 | SS 110/35/10 Dmitriev | 2*10 | 0.216 | 7.306 | 10.4 | 120 | -2.334 | 0 | 10.5 | 13.594 | 8.219 | opened
| Nom. capacity MV, MVA | 10 | 2.02 | 7.4 |  | -5.38 | 0 | 10.5 | 15.88 |  |  |  | Nom. capacity MV, MVA | 10 | 0.005 | 2.025 | 7.4 | 0 | -5.035 | 0 | 10.5 | 15.875
| Nom. capacity LV, MVA | 10 | 5.07 | 3 | 80 | 2.07 | 0 | 10.5 | 8.43 |  |  |  | Nom. capacity LV, MVA | 10 | 0.211 | 5.281 | 3 | 80 | 2.701 | 0 | 10.5 | 8.219
15 | SS 110/6 Dolgie Budy | 2*10 | 0.8 | 0.5 | 120 | 0.3 | 0 | 10.5 | 10.2 | 10.2 | opened | 15 | SS 110/6 Dolgie Budy | 2*10 | 0.017 | 0.817 | 0.5 | 120 | -0.123 | 0 | 10.5 | 10.183 | 10.183 | opened
16 | SS 110/35/10 Zolotukhino | 2*25 | 6.76 | 23.57 | 80 | -16.81 | 0 | 26.25 | 43.06 | 25.59 | opened | 16 | SS 110/35/10 Zolotukhino | 2*25 | 0.277 | 7.037 | 23.57 | 80 | -16.623 | 0 | 26.25 | 42.783 | 25.371 | opened
| Nom. capacity MV, MVA | 25 | 2.8 | 18.8 |  | -16 | 0 | 26.25 | 42.25 |  |  |  | Nom. capacity MV, MVA | 25 | 0.058 | 2.858 | 18.8 | 0 | -15.102 | 0 | 26.25 | 42.192
| Nom. capacity LV, MVA | 25 | 3.96 | 3.3 | 120 | 0.66 | 0 | 26.25 | 25.59 |  |  |  | Nom. capacity LV, MVA | 25 | 0.219 | 4.179 | 3.3 | 120 | -1.521 | 0 | 26.25 | 25.371
17 | SS 110/35/10 Kamyshi | 2*6,3 | 8.59 | 5.45 | 20 | 3.14 | 0 | 6.62 | 3.48 | 3.07 | opened | 17 | SS 110/35/10 Kamyshi | 2*6,3 | 3.915 | 12.505 | 5.45 | 20 | 6.335 | 0 | 6.62 | -0.435 | -0.768 | closed
| Nom. capacity MV, MVA | 6.3 | 7 | 3.45 |  | 3.55 | 0 | 6.62 | 3.07 |  |  |  | Nom. capacity MV, MVA | 6.3 | 3.838 | 10.838 | 3.45 | 0 | 7.098 | 0 | 6.62 | -0.768
| Nom. capacity LV, MVA | 6.3 | 1.59 | 2 | 20 | -0.41 | 0 | 6.62 | 7.03 |  |  |  | Nom. capacity LV, MVA | 6.3 | 0.077 | 1.667 | 2 | 20 | -0.763 | 0 | 6.62 | 6.953
18 | SS 110/35/10 Kastornoe | 15+16 | 14.13 | 6.97 | 120 | 7.16 | 0 | 15.75 | 8.59 | 8.59 | opened | 18 | SS 110/35/10 Kastornoe | 15+16 | 0.431 | 14.561 | 6.97 | 120 | 4.831 | 0 | 15.75 | 8.159 | 8.159 | opened
| Nom. capacity MV, MVA | 15+16 | 10.63 | 6.6 |  | 4.03 | 0 | 15.75 | 11.72 |  |  |  | Nom. capacity MV, MVA | 15+16 | 0.345 | 10.975 | 6.6 | 0 | 3.865 | 0 | 15.75 | 11.375
| Nom. capacity LV, MVA | 15+16 | 3.5 | 0.37 | 120 | 3.13 | 0 | 15.75 | 12.62 |  |  |  | Nom. capacity LV, MVA | 15+16 | 0.086 | 3.586 | 0.37 | 120 | 0.966 | 0 | 15.75 | 12.534
19 | SS 110/35/10 Kilikino | 2*16 | 2.53 | 6.9 | 120 | -4.37 | 0 | 16.8 | 21.17 | 18.51 | opened | 19 | SS 110/35/10 Kilikino | 2*16 | 0.052 | 2.582 | 6.9 | 120 | -4.258 | 0 | 16.8 | 21.118 | 18.51 | opened
| Nom. capacity MV, MVA | 16 | 2.34 | 5 |  | -2.66 | 0 | 16.8 | 19.46 |  |  |  | Nom. capacity MV, MVA | 16 | 0.052 | 2.392 | 5 | 0 | -2.438 | 0 | 16.8 | 19.408
| Nom. capacity LV, MVA | 16 | 0.19 | 1.9 | 120 | -1.71 | 0 | 16.8 | 18.51 |  |  |  | Nom. capacity LV, MVA | 16 |  | 0.19 | 1.9 | 120 | -1.82 | 0 | 16.8 | 18.51
20 | SS 110/35/6 Kirovskaya | 2*40 | 53.66 | 16.36 | 120 | 37.3 | 0 | 42 | 4.7 | 4.7 | opened | 20 | SS 110/35/6 Kirovskaya | 2*40 | 2.57 | 56.23 | 16.36 | 120 | 41.53 | 0 | 42 | 2.13 | 2.13 | opened
| Nom. capacity MV, MVA | 40 | 26.67 | 13.06 | 120 | 13.61 | 0 | 42 | 28.39 |  |  |  | Nom. capacity MV, MVA | 40 |  | 26.67 | 13.06 | 120 | 14.02 | 0 | 42 | 28.39
| Nom. capacity LV, MVA | 40 | 26.99 | 3.3 | 120 | 23.69 | 0 | 42 | 18.31 |  |  |  | Nom. capacity LV, MVA | 40 | 2.57 | 29.56 | 3.3 | 120 | 27.51 | 0 | 42 | 15.74
21 | SS 110/35/10 Klyukva | 2*16 | 3.28 | 1.2 | 120 | 2.08 | 0 | 16.8 | 14.72 | 14.72 | opened | 21 | SS 110/35/10 Klyukva | 2*16 | 0.307 | 3.587 | 1.2 | 120 | 1.697 | 0 | 16.8 | 14.413 | 14.413 | opened
| Nom. capacity MV, MVA | 16 | 0 |  |  | 0 | 0 | 16.8 | 16.8 |  |  |  | Nom. capacity MV, MVA | 16 |  | 0 | 0 | 0 | 0 | 0 | 16.8 | 16.8
| Nom. capacity LV, MVA | 16 | 3.28 | 1.2 | 120 | 2.08 | 0 | 16.8 | 14.72 |  |  |  | Nom. capacity LV, MVA | 16 | 0.307 | 3.587 | 1.2 | 120 | 1.697 | 0 | 16.8 | 14.413
22 | SS 110/10 Kompressornaya | 2*40 | 1.11 | 0 | 0 | 1.11 | 0 | 42 | 40.89 | 40.89 | opened | 22 | SS 110/10 Kompressornaya | 2*40 |  | 1.11 | 0 | 0 | 1.02 | 0 | 42 | 40.89 | 40.89 | opened
23 | SS 110/35/10 Konyshevka | 10+16 | 9.06 | 8 | 120 | 1.06 | 0 | 10.5 | 9.44 | 9.44 | opened | 23 | SS 110/35/10 Konyshevka | 10+16 | 1.017 | 10.077 | 8 | 120 | 0.337 | 0 | 10.5 | 8.423 | 8.423 | opened
| Nom. capacity MV, MVA | 10+16 | 6.94 | 5.9 |  | 1.04 | 0 | 10.5 | 9.46 |  |  |  | Nom. capacity MV, MVA | 10+16 | 0.062 | 7.002 | 5.9 | 0 | -0.018 | 0 | 10.5 | 9.398
| Nom. capacity LV, MVA | 10+16 | 2.12 | 2.1 |  | 0.02 | 0 | 10.5 | 10.48 |  |  |  | Nom. capacity LV, MVA | 10+16 | 0.955 | 3.075 | 2.1 | 0 | 0.355 | 0 | 10.5 | 9.525
24 | SS 110/10 Kotelnaya | 10+25 | 7.8 | 2.1 | 0 | 5.7 | 0 | 10.5 | 4.8 | 4.8 | opened | 24 | SS 110/10 Kotelnaya | 10+25 | 2.842 | 10.642 | 2.1 | 0 | 9.982 | 0 | 10.5 | 1.958 | 1.958 | opened
25 | SS 110/35/10 Kshen | 2*10 | 8.73 | 6.63 | 10 | 2.1 | 0 | 10.5 | 8.4 | 6.59 | opened | 25 | SS 110/35/10 Kshen | 2*10 | 1.816 | 10.546 | 6.63 | 10 | 4.026 | 0 | 10.5 | 6.584 | 5.177 | opened
| Nom. capacity MV, MVA | 10 | 4.25 | 6.06 |  | -1.81 | 0 | 10.5 | 12.31 |  |  |  | Nom. capacity MV, MVA | 10 | 0.403 | 4.653 | 6.06 | 0 | -1.757 | 0 | 10.5 | 11.907
| Nom. capacity LV, MVA | 10 | 4.48 | 0.57 | 120 | 3.91 | 0 | 10.5 | 6.59 |  |  |  | Nom. capacity LV, MVA | 10 | 1.413 | 5.893 | 0.57 | 120 | 5.783 | 0 | 10.5 | 5.177
26 | SS 110/6 Lesnaya | 2*40 | 2.37 | 0 | 0 | 2.37 | 0 | 42 | 39.63 | 39.63 | opened | 26 | SS 110/6 Lesnaya | 2*40 |  | 2.37 | 0 | 0 | 1.99 | 0 | 42 | 39.63 | 39.63 | opened
27 | SS 110/35/10 Lgov | 2*25 | 13.14 | 4 | 120 | 9.14 | 0 | 26.25 | 17.11 | 3.02 | opened | 27 | SS 110/35/10 Lgov | 2*25 | 0.294 | 13.434 | 4 | 120 | 8.614 | 0 | 26.25 | 16.816 | 2.726 | opened
| Nom. capacity MV, MVA | 25 | 1.66 |  |  | 1.66 | 0 | 10.5 | 8.84 |  |  |  | Nom. capacity MV, MVA | 25 | 0 | 1.66 | 0 | 0 | 1.01 | 0 | 10.5 | 8.84
| Nom. capacity LV, MVA | 25 | 11.48 | 4 | 120 | 7.48 | 0 | 10.5 | 3.02 |  |  |  | Nom. capacity LV, MVA | 25 | 0.294 | 11.774 | 4 | 120 | 7.604 | 0 | 10.5 | 2.726
28 | SS 110/35/10 Lukashevka | 2*16 | 8.27 | 10.6 | 120 | -2.33 | 0 | 16.8 | 19.13 | 17.03 | opened | 28 | SS 110/35/10 Lukashevka | 2*16 | 0.057 | 8.327 | 10.6 | 120 | -3.163 | 0 | 16.8 | 19.073 | 16.973 | opened
| Nom. capacity MV, MVA | 16 | 5.07 | 5.3 |  | -0.23 | 0 | 16.8 | 17.03 |  |  |  | Nom. capacity MV, MVA | 16 | 0.057 | 5.127 | 5.3 | 0 | -3.843 | 0 | 16.8 | 16.973
| Nom. capacity LV, MVA | 16 | 3.2 | 5.3 | 120 | -2.1 | 0 | 16.8 | 18.9 |  |  |  | Nom. capacity LV, MVA | 16 |  | 3.2 | 5.3 | 120 | 0.68 | 0 | 16.8 | 18.9
29 | SS 110/35/10 Lyubostan | 6,3+10 | 5.6 | 13.1 | 120 | -7.5 | 0 | 6.62 | 14.12 | 7.32 | opened | 29 | SS 110/35/10 Lyubostan | 6,3+10 | 0.126 | 5.726 | 13.1 | 120 | -9.734 | 0 | 6.62 | 13.994 | 7.315 | opened
| Nom. capacity MV, MVA | 6,3+10 | 5 | 11.8 |  | -6.8 | 0 | 6.62 | 13.42 |  |  |  | Nom. capacity MV, MVA | 6,3+10 | 0.121 | 5.121 | 11.8 | 0 | -9.179 | 0 | 6.62 | 13.299
| Nom. capacity LV, MVA | 6,3+10 | 0.6 | 1.3 |  | -0.7 | 0 | 6.62 | 7.32 |  |  |  | Nom. capacity LV, MVA | 6,3+10 | 0.005 | 0.605 | 1.3 | 0 | -0.555 | 0 | 6.62 | 7.315
30 | SS 110/35/6 Manturovo | 2*16 | 6.58 | 9.35 | 10 | -2.77 | 0 | 16.8 | 19.57 | 16.86 | opened | 30 | SS 110/35/6 Manturovo | 2*16 | 0.382 | 6.962 | 9.35 | 10 | -2.088 | 0 | 16.8 | 19.188 | 16.86 | opened
| Nom. capacity MV, MVA | 16 | 6.38 | 9.09 |  | -2.71 | 0 | 16.8 | 19.51 |  |  |  | Nom. capacity MV, MVA | 16 | 0.382 | 6.762 | 9.09 | 0 | -2.118 | 0 | 16.8 | 19.128
| Nom. capacity LV, MVA | 16 | 0.2 | 0.26 | 120 | -0.06 | 0 | 16.8 | 16.86 |  |  |  | Nom. capacity LV, MVA | 16 |  | 0.2 | 0.26 | 120 | 0.03 | 0 | 16.8 | 16.86
31 | SS 110/35/10 8th Marta | 6,3+10 | 7.07 | 9.6 | 120 | -2.53 | 0 | 6.62 | 9.15 | 7.41 | opened | 31 | SS 110/35/10 8th Marta | 6,3+10 | 0.4553 | 7.5253 | 9.6 | 120 | -2.7547 | 0 | 6.62 | 8.6947 | 6.9607 | opened
| Nom. capacity MV, MVA | 6,3+10 | 5.81 | 6.6 | 120 | -0.79 | 0 | 6.62 | 7.41 |  |  |  | Nom. capacity MV, MVA | 6,3+10 | 0.4493 | 6.2593 | 6.6 | 120 | -0.6107 | 0 | 6.62 | 6.9607
| Nom. capacity LV, MVA | 6,3+10 | 1.26 | 3 | 45 | -1.74 | 0 | 6.62 | 8.36 |  |  |  | Nom. capacity LV, MVA | 6,3+10 | 0.006 | 1.266 | 3 | 45 | -2.144 | 0 | 6.62 | 8.354
32 | SS 110/10 Martovskaya | 2*6,3 | 0.74 | 0.55 | 120 | 0.19 | 0 | 6.62 | 6.43 | 6.43 | opened | 32 | SS 110/10 Martovskaya | 2*6,3 | 0.288 | 1.028 | 0.55 | 120 | 0.368 | 0 | 6.62 | 6.142 | 6.142 | opened
33 | SS 110/35/10 Maryino | 10+25 | 6.15 | 8.11 | 120 | -1.96 | 0 | 10.5 | 12.46 | 11.27 | opened | 33 | SS 110/35/10 Maryino | 10+25 | 0.087 | 6.237 | 8.11 | 120 | -0.863 | 0 | 10.5 | 12.373 | 11.26 | opened
| Nom. capacity MV, MVA | 10+25 | 3.71 | 4.9 |  | -1.19 | 0 | 10.5 | 11.69 |  |  |  | Nom. capacity MV, MVA | 10+25 | 0.077 | 3.787 | 4.9 | 0 | -1.313 | 0 | 10.5 | 11.613
| Nom. capacity LV, MVA | 10+25 | 2.44 | 3.21 |  | -0.77 | 0 | 10.5 | 11.27 |  |  |  | Nom. capacity LV, MVA | 10+25 | 0.01 | 2.45 | 3.21 | 0 | 0.45 | 0 | 10.5 | 11.26
34 | SS 110/35/10 Medvenka | 2*10 | 5.95 | 19.22 | 120 | -13.27 | 0 | 10.5 | 23.77 | 8.74 | opened | 34 | SS 110/35/10 Medvenka | 2*10 | 0.361 | 6.311 | 19.22 | 120 | -12.669 | 0 | 10.5 | 23.409 | 8.623 | opened
| Nom. capacity MV, MVA | 10 | 2.07 | 17.1 |  | -15.03 | 0 | 10.5 | 25.53 |  |  |  | Nom. capacity MV, MVA | 10 | 0.244 | 2.314 | 17.1 | 0 | -14.396 | 0 | 10.5 | 25.286
| Nom. capacity LV, MVA | 10 | 3.88 | 2.12 | 120 | 1.76 | 0 | 10.5 | 8.74 |  |  |  | Nom. capacity LV, MVA | 10 | 0.117 | 3.997 | 2.12 | 120 | 1.727 | 0 | 10.5 | 8.623
35 | SS 110/6 Neftyanaya | 2*10 | 0.28 |  |  | 0.28 | 0 | 10.5 | 10.22 | 10.22 | opened | 35 | SS 110/6 Neftyanaya | 2*10 |  | 0.28 | 0 | 0 | 0.144 | 0 | 10.5 | 10.22 | 10.22 | opened
36 | SS 110/35/10 Oboyan | 16 + 25 | 16.1 | 26.86 | 120 | -10.76 | 0 | 16.8 | 27.56 | 12.16 | opened | 36 | SS 110/35/10 Oboyan | 16 + 25 | 0.7343 | 16.8343 | 26.86 | 120 | -16.3257 | 0 | 16.8 | 26.8257 | 11.462 | opened
| Nom. capacity MV, MVA | 16 + 25 | 2 | 17.4 | 0 | -15.4 | 0 | 16.8 | 32.2 |  |  |  | Nom. capacity MV, MVA | 16 + 25 | 0.0363 | 2.0363 | 17.4 | 0 | -15.9637 | 0 | 16.8 | 32.1637
| Nom. capacity LV, MVA | 16 + 25 | 14.1 | 9.46 |  | 4.64 | 0 | 16.8 | 12.16 |  |  |  | Nom. capacity LV, MVA | 16 + 25 | 0.698 | 14.798 | 9.46 | 0 | -0.362 | 0 | 16.8 | 11.462
37 | SS 110/35/10 Oktyabrskaya | 2*16 | 8.62 | 15.5 | 120 | -6.88 | 0 | 16.8 | 23.68 | 14.72 | opened | 37 | SS 110/35/10 Oktyabrskaya | 2*16 | 0.201 | 8.821 | 15.5 | 120 | -5.719 | 0 | 16.8 | 23.479 | 14.599 | opened
| Nom. capacity MV, MVA | 16 | 5.54 | 14.5 |  | -8.96 | 0 | 16.8 | 25.76 |  |  |  | Nom. capacity MV, MVA | 16 | 0.08 | 5.62 | 14.5 | 0 | -8.54 | 0 | 16.8 | 25.68
| Nom. capacity LV, MVA | 16 | 3.08 | 1 | 120 | 2.08 | 0 | 16.8 | 14.72 |  |  |  | Nom. capacity LV, MVA | 16 | 0.121 | 3.201 | 1 | 120 | 2.811 | 0 | 16.8 | 14.599
38 | SS 110/35/10 Olkhovatka | 2*6,3 | 1.92 | 6.31 | 120 | -4.39 | 0 | 6.62 | 11.01 | 7.71 | opened | 38 | SS 110/35/10 Olkhovatka | 2*6,3 | 0.052 | 1.972 | 6.31 | 120 | -4.778 | 0 | 6.62 | 10.958 | 7.691 | opened
| Nom. capacity MV, MVA | 6.3 | 1.7 | 5 | 120 | -3.3 | 0 | 6.62 | 9.92 |  |  |  | Nom. capacity MV, MVA | 6.3 | 0.033 | 1.733 | 5 | 120 | -3.657 | 0 | 6.62 | 9.887
| Nom. capacity LV, MVA | 6.3 | 0.22 | 1.31 | 120 | -1.09 | 0 | 6.62 | 7.71 |  |  |  | Nom. capacity LV, MVA | 6.3 | 0.019 | 0.239 | 1.31 | 120 | -1.121 | 0 | 6.62 | 7.691
39 | SS 110/10 Paniki | 2*2,5 | 0.79 | 0.1 | 120 | 0.69 | 0 | 2.63 | 1.94 | 1.94 | opened | 39 | SS 110/10 Paniki | 2*2,5 |  | 0.79 | 0.1 | 120 | 0.37 | 0 | 2.63 | 1.94 | 1.94 | opened
40 | SS 110/35/10 Peny | 2*16,0 | 9.63 | 6.9 | 120 | 2.73 | 0 | 16.8 | 14.07 | 14.07 | opened | 40 | SS 110/35/10 Peny | 2*16,0 | 0.124 | 9.754 | 6.9 | 120 | 0.894 | 0 | 16.8 | 13.946 | 13.946 | opened
| Nom. capacity MV, MVA | 16 | 4.37 | 3.5 |  | 0.87 | 0 | 16.8 | 15.93 |  |  |  | Nom. capacity MV, MVA | 16 | 0.104 | 4.474 | 3.5 | 0 | -1.446 | 0 | 16.8 | 15.826
| Nom. capacity LV, MVA | 16 | 5.26 | 3.4 | 120 | 1.86 | 0 | 16.8 | 14.94 |  |  |  | Nom. capacity LV, MVA | 16 | 0.02 | 5.28 | 3.4 | 120 | 2.34 | 0 | 16.8 | 14.92
41 | SS 110/35/10 Pribor | 2*25 | 32.12 | 6.5 | 0 | 25.62 | 0 | 26.25 | 0.63 | 0.63 | opened | 41 | SS 110/35/10 Pribor | 2*25 | 0 | 32.12 | 6.5 | 0 | 23.07 | 0 | 26.25 | 0.63 | 0.63 | opened
| Nom. capacity MV, MVA | 25 | 0 |  |  | 0 | 0 | 26.25 | 26.25 |  |  |  | Nom. capacity MV, MVA | 25 |  | 0 | 0 | 0 | 0 | 0 | 26.25 | 26.25
| Nom. capacity LV, MVA | 25 | 32.12 | 6.5 | 0 | 25.62 | 0 | 26.25 | 0.63 |  |  |  | Nom. capacity LV, MVA | 25 |  | 32.12 | 6.5 | 0 | 23.07 | 0 | 26.25 | 0.63
42 | SS 110/10 Progress | 2*63 | 23.2 | 0 | 0 | 23.2 | 0 | 66.2 | 43 | 43 | opened | 42 | SS 110/10 Progress | 2*63 |  | 23.2 | 0 | 0 | 28.16 | 0 | 66.2 | 43 | 43 | opened
43 | SS 110/10 Poultry plant | 6,3+10 | 5.92 | 0 | 0 | 5.92 | 0 | 6.62 | 0.7 | 0.7 | opened | 43 | SS 110/10 Poultry plant | 6,3+10 |  | 5.92 | 0 | 0 | 6.27 | 0 | 6.62 | 0.7 | 0.7 | opened
44 | SS 110/35/10 R. Budy | 2*10,0 | 3.4 | 15.7 | 120 | -12.3 | 0 | 10.5 | 22.8 | 15.5 | opened | 44 | SS 110/35/10 R. Budy | 2*10,0 | 0.007 | 3.407 | 15.7 | 120 | -14.443 | 0 | 10.5 | 22.793 | 15.493 | opened
| Nom. capacity MV, MVA | 10 | 2 | 9.3 |  | -7.3 | 0 | 10.5 | 17.8 |  |  |  | Nom. capacity MV, MVA | 10 | 0 | 2 | 9.3 | 0 | -8.95 | 0 | 10.5 | 17.8
| Nom. capacity LV, MVA | 10 | 1.4 | 6.4 |  | -5 | 0 | 10.5 | 15.5 |  |  |  | Nom. capacity LV, MVA | 10 | 0.007 | 1.407 | 6.4 | 0 | -5.493 | 0 | 10.5 | 15.493
45 | SS 110/35/10 Razinkovo | 6,3+10 | 2.9 | 21.4 | 45 | -18.5 | 0 | 6.62 | 25.12 | 9.27 | opened | 45 | SS 110/35/10 Razinkovo | 6,3+10 | 0.401 | 3.301 | 21.4 | 45 | -18.919 | 0 | 6.62 | 24.719 | 9.192 | opened
| Nom. capacity MV, MVA | 6,3+10 | 1.95 | 17.8 |  | -15.85 | 0 | 6.62 | 22.47 |  |  |  | Nom. capacity MV, MVA | 6,3+10 | 0.323 | 2.273 | 17.8 | 0 | -16.057 | 0 | 6.62 | 22.147
| Nom. capacity LV, MVA | 6,3+10 | 0.95 | 3.6 | 45 | -2.65 | 0 | 6.62 | 9.27 |  |  |  | Nom. capacity LV, MVA | 6,3+10 | 0.078 | 1.028 | 3.6 | 45 | -2.862 | 0 | 6.62 | 9.192
46 | SS 110/35/10 Rudnaya | 2*31,5 | 20.09 | 3.25 | 10 | 16.84 | 0 | 33.1 | 16.26 | 16.26 | opened | 46 | SS 110/35/10 Rudnaya | 2*31,5 | 0.548 | 20.638 | 3.25 | 10 | 14.288 | 0 | 33.1 | 15.712 | 15.712 | opened
| Nom. capacity MV, MVA | 31.5 | 14.23 | 1.7 |  | 12.53 | 0 | 33.1 | 20.57 |  |  |  | Nom. capacity MV, MVA | 31.5 | 0.54 | 14.77 | 1.7 | 0 | 10.3 | 0 | 33.1 | 20.03
| Nom. capacity LV, MVA | 31.5 | 5.86 | 1.55 | 120 | 4.31 | 0 | 33.1 | 28.79 |  |  |  | Nom. capacity LV, MVA | 31.5 | 0.008 | 5.868 | 1.55 | 120 | 3.988 | 0 | 33.1 | 28.782
47 | SS 110/35/10 Rylsk | 16+25 | 18.95 | 11 | 120 | 7.95 | 0 | 16.8 | 8.85 | 8.85 | opened | 47 | SS 110/35/10 Rylsk | 16+25 | 0.6673 | 19.6173 | 11 | 120 | 6.1373 | 0 | 16.8 | 8.1827 | 8.1827 | opened
| Nom. capacity MV, MVA | 16+25 | 12.9 | 7 |  | 5.9 | 0 | 16.8 | 10.9 |  |  |  | Nom. capacity MV, MVA | 16+25 | 0.6093 | 13.5093 | 7 | 0 | 3.3693 | 0 | 16.8 | 10.2907
| Nom. capacity LV, MVA | 16+25 | 6.05 | 4 | 120 | 2.05 | 0 | 16.8 | 14.75 |  |  |  | Nom. capacity LV, MVA | 16+25 | 0.058 | 6.108 | 4 | 120 | 2.768 | 0 | 16.8 | 14.692
48 | SS 110/10 Solovyinaya | 2*25 | 6.91 | 0 | 0 | 6.91 | 0 | 26.25 | 19.34 | 19.34 | opened | 48 | SS 110/10 Solovyinaya | 2*25 |  | 6.91 | 0 | 0 | 17.32 | 0 | 26.25 | 19.34 | 19.34 | opened
49 | SS 110/10 STK | 2*10 | 1.91 | 0 | 0 | 1.91 | 0 | 10.5 | 8.59 | 8.59 | opened | 49 | SS 110/10 STK | 2*10 |  | 1.91 | 0 | 0 | 2.34 | 0 | 10.5 | 8.59 | 8.59 | opened
50 | SS 110/10 Studenok | 2*6,3 | 3.62 | 0.7 | 120 | 2.92 | 0 | 6.62 | 3.7 | 3.7 | opened | 50 | SS 110/10 Studenok | 2*6,3 | 0.053 | 3.673 | 0.7 | 120 | 2.243 | 0 | 6.62 | 3.647 | 3.647 | opened
51 | SS 110/35/10 Sudzha | 2*25 | 16.5 | 29 | 120 | -12.5 | 0 | 26.25 | 38.75 | 28.05 | opened | 51 | SS 110/35/10 Sudzha | 2*25 | 1.116 | 17.616 | 29 | 120 | -15.114 | 0 | 26.25 | 37.634 | 27.44 | opened
| Nom. capacity MV, MVA | 25 | 6.4 | 17.1 |  | -10.7 | 0 | 26.25 | 36.95 |  |  |  | Nom. capacity MV, MVA | 25 | 0.506 | 6.906 | 17.1 | 0 | -10.524 | 0 | 26.25 | 36.444
| Nom. capacity LV, MVA | 25 | 10.1 | 11.9 |  | -1.8 | 0 | 26.25 | 28.05 |  |  |  | Nom. capacity LV, MVA | 25 | 0.61 | 10.71 | 11.9 | 0 | -4.59 | 0 | 26.25 | 27.44
52 | SS 110/35/10 Schyotmash | 2*25 | 13.6 | 0 | 0 | 13.6 | 0 | 26.25 | 12.65 | 12.65 | opened | 52 | SS 110/35/10 Schyotmash | 2*25 | 6.367 | 19.967 | 0 | 0 | 18.897 | 0 | 26.25 | 6.283 | 6.283 | opened
| Nom. capacity MV, MVA | 25 | 3.9 |  |  | 3.9 | 0 | 26.25 | 22.35 |  |  |  | Nom. capacity MV, MVA | 25 | 0.917 | 4.817 | 0 | 0 | 5.097 | 0 | 26.25 | 21.433
| Nom. capacity LV, MVA | 25 | 9.7 | 0 | 0 | 9.7 | 0 | 26.25 | 16.55 |  |  |  | Nom. capacity LV, MVA | 25 | 5.45 | 15.15 | 0 | 0 | 13.8 | 0 | 26.25 | 11.1
53 | SS 110/35/10 Tyotkino | 2*10 | 5.51 | 3.44 | 120 | 2.07 | 0 | 10.5 | 8.43 | 7.63 | opened | 53 | SS 110/35/10 Tyotkino | 2*10 | 0.019 | 5.529 | 3.44 | 120 | 0.479 | 0 | 10.5 | 8.411 | 7.62 | opened
| Nom. capacity MV, MVA | 10 | 1.2 | 2 |  | -0.8 | 0 | 10.5 | 11.3 |  |  |  | Nom. capacity MV, MVA | 10 | 0.009 | 1.209 | 2 | 0 | -0.991 | 0 | 10.5 | 11.291
| Nom. capacity LV, MVA | 10 | 4.31 | 1.44 |  | 2.87 | 0 | 10.5 | 7.63 |  |  |  | Nom. capacity LV, MVA | 10 | 0.01 | 4.32 | 1.44 | 0 | 1.47 | 0 | 10.5 | 7.62
54 | SS 110/35/10 Tim | 6,3+16 | 5.7 | 9.59 | 120 | -3.89 | 0 | 6.62 | 10.51 | 5.02 | opened | 54 | SS 110/35/10 Tim | 6,3+16 | 0.379 | 6.079 | 9.59 | 120 | -6.081 | 0 | 6.62 | 10.131 | 4.939 | opened
| Nom. capacity MV, MVA | 6,3+16 | 3.6 | 9.09 |  | -5.49 | 0 | 6.62 | 12.11 |  |  |  | Nom. capacity MV, MVA | 6,3+16 | 0.298 | 3.898 | 9.09 | 0 | -6.282 | 0 | 6.62 | 11.812
| Nom. capacity LV, MVA | 6,3+16 | 2.1 | 0.5 | 120 | 1.6 | 0 | 6.62 | 5.02 |  |  |  | Nom. capacity LV, MVA | 6,3+16 | 0.081 | 2.181 | 0.5 | 120 | 0.201 | 0 | 6.62 | 4.939
55 | SS 110/35/10 Uyutnoe | 10+16 | 1.01 | 0.5 | 120 | 0.51 | 0 | 10.5 | 9.99 | 9.83 | opened | 55 | SS 110/35/10 Uyutnoe | 10+16 | 0.01 | 1.02 | 0.5 | 120 | 0.18 | 0 | 10.5 | 9.98 | 9.83 | opened
| Nom. capacity MV, MVA | 10+16 | 0.67 |  |  | 0.67 | 0 | 10.5 | 9.83 |  |  |  | Nom. capacity MV, MVA | 10+16 | 0 | 0.67 | 0 | 0 | 0.5 | 0 | 10.5 | 9.83
| Nom. capacity LV, MVA | 10+16 | 0.34 | 0.5 | 120 | -0.16 | 0 | 10.5 | 10.66 |  |  |  | Nom. capacity LV, MVA | 10+16 | 0.01 | 0.35 | 0.5 | 120 | -0.32 | 0 | 10.5 | 10.65
56 | SS 110/35/10 Fatezh | 2*16 | 6.32 | 17.4 | 120 | -11.08 | 0 | 16.8 | 27.88 | 17.08 | opened | 56 | SS 110/35/10 Fatezh | 2*16 | 0.723 | 7.043 | 17.4 | 120 | -10.687 | 0 | 16.8 | 27.157 | 16.951 | opened
| Nom. capacity MV, MVA | 16 | 2 | 12.8 |  | -10.8 | 0 | 16.8 | 27.6 |  |  |  | Nom. capacity MV, MVA | 16 | 0.594 | 2.594 | 12.8 | 0 | -10.496 | 0 | 16.8 | 27.006
| Nom. capacity LV, MVA | 16 | 4.32 | 4.6 | 120 | -0.28 | 0 | 16.8 | 17.08 |  |  |  | Nom. capacity LV, MVA | 16 | 0.129 | 4.449 | 4.6 | 120 | -0.191 | 0 | 16.8 | 16.951
57 | SS 110/35/10 Fosforitnaya | 2*25 | 5.44 | 12.34 | 120 | -6.9 | 0 | 26.25 | 33.15 | 24.41 | opened | 57 | SS 110/35/10 Fosforitnaya | 2*25 | 0.108 | 5.548 | 12.34 | 120 | -8.207 | 0 | 26.25 | 33.042 | 24.408 | opened
| Nom. capacity MV, MVA | 25 | 3.38 | 12.12 |  | -8.74 | 0 | 26.25 | 34.99 |  |  |  | Nom. capacity MV, MVA | 25 | 0.106 | 3.486 | 12.12 | 0 | -9.564 | 0 | 26.25 | 34.884
| Nom. capacity LV, MVA | 25 | 2.06 | 0.22 | 10 | 1.84 | 0 | 26.25 | 24.41 |  |  |  | Nom. capacity LV, MVA | 25 | 0.002 | 2.062 | 0.22 | 10 | 1.347 | 0 | 26.25 | 24.408
58 | SS 110/35/10 Khomutovka | 7,5+10 | 5.69 | 6.3 | 80 | -0.61 | 0 | 7.88 | 8.49 | 5.32 | opened | 58 | SS 110/35/10 Khomutovka | 7,5+10 | 0.134 | 5.824 | 6.3 | 80 | -3.556 | 0 | 7.88 | 8.356 | 5.204 | opened
| Nom. capacity MV, MVA | 7,5+10 | 0.73 | 3.9 |  | -3.17 | 0 | 7.88 | 11.05 |  |  |  | Nom. capacity MV, MVA | 7,5+10 | 0.018 | 0.748 | 3.9 | 0 | -3.252 | 0 | 7.88 | 11.032
| Nom. capacity LV, MVA | 7,5+10 | 4.96 | 2.4 | 80 | 2.56 | 0 | 7.88 | 5.32 |  |  |  | Nom. capacity LV, MVA | 7,5+10 | 0.116 | 5.076 | 2.4 | 80 | -0.304 | 0 | 7.88 | 5.204
59 | SS 110/35/10 Cheremisinovo | 2*16 | 6.15 | 9.38 | 10 | -3.23 | 0 | 16.8 | 20.03 | 15.06 | opened | 59 | SS 110/35/10 Cheremisinovo | 2*16 | 0.282 | 6.432 | 9.38 | 10 | -3.008 | 0 | 16.8 | 19.748 | 14.943 | opened
| Nom. capacity MV, MVA | 16 | 4.12 | 9.09 |  | -4.97 | 0 | 16.8 | 21.77 |  |  |  | Nom. capacity MV, MVA | 16 | 0.165 | 4.285 | 9.09 | 0 | -4.205 | 0 | 16.8 | 21.605
| Nom. capacity LV, MVA | 16 | 2.03 | 0.29 | 120 | 1.74 | 0 | 16.8 | 15.06 |  |  |  | Nom. capacity LV, MVA | 16 | 0.117 | 2.147 | 0.29 | 120 | 1.197 | 0 | 16.8 | 14.943
60 | SS 110/35/10 Cheremoshki | 2*6,3 | 3.34 | 8.25 | 120 | -4.91 | 0 | 6.62 | 11.53 | 7.09 | opened | 60 | SS 110/35/10 Cheremoshki | 2*6,3 | 0.064 | 3.404 | 8.25 | 120 | -5.056 | 0 | 6.62 | 11.466 | 7.085 | opened
| Nom. capacity MV, MVA | 6.3 | 2.56 | 7 |  | -4.44 | 0 | 6.62 | 11.06 |  |  |  | Nom. capacity MV, MVA | 6.3 | 0.059 | 2.619 | 7 | 0 | -5.011 | 0 | 6.62 | 11.001
| Nom. capacity LV, MVA | 6.3 | 0.78 | 1.25 | 129 | -0.47 | 0 | 6.62 | 7.09 |  |  |  | Nom. capacity LV, MVA | 6.3 | 0.005 | 0.785 | 1.25 | 129 | -0.045 | 0 | 6.62 | 7.085
61 | SS 110/35/10 Shumakovo | 2*10 | 4.4 | 13.73 | 120 | -9.33 | 0 | 10.5 | 19.83 | 12.03 | opened | 61 | SS 110/35/10 Shumakovo | 2*10 | 0.27 | 4.67 | 13.73 | 120 | -9.71 | 0 | 10.5 | 19.56 | 11.967 | opened
| Nom. capacity MV, MVA | 10 | 3.4 | 11.2 |  | -7.8 | 0 | 10.5 | 18.3 |  |  |  | Nom. capacity MV, MVA | 10 | 0.207 | 3.607 | 11.2 | 0 | -7.693 | 0 | 10.5 | 18.093
| Nom. capacity LV, MVA | 10 | 1 | 2.53 | 120 | -1.53 | 0 | 10.5 | 12.03 |  |  |  | Nom. capacity LV, MVA | 10 | 0.063 | 1.063 | 2.53 | 120 | -2.017 | 0 | 10.5 | 11.967
62 | SS 110/35/10 Shchigry | 2*25 | 11.28 | 12.9 | 120 | -1.62 | 0 | 26.5 | 28.12 | 21.55 | opened | 62 | SS 110/35/10 Shchigry | 2*25 | 0.501 | 11.781 | 12.9 | 120 | -3.249 | 0 | 26.5 | 27.619 | 21.361 | opened
| Nom. capacity MV, MVA | 25 | 5.55 | 12.12 |  | -6.57 | 0 | 26.5 | 33.07 |  |  |  | Nom. capacity MV, MVA | 25 | 0.312 | 5.862 | 12.12 | 0 | -8.668 | 0 | 26.5 | 32.758
| Nom. capacity LV, MVA | 25 | 5.73 | 0.78 | 120 | 4.95 | 0 | 26.5 | 21.55 |  |  |  | Nom. capacity LV, MVA | 25 | 0.189 | 5.919 | 0.78 | 120 | 5.419 | 0 | 26.5 | 21.361
63 | SS 110/35/10 Yastrebovka | 7,5+10 | 2.56 | 6.31 | 10 | -3.75 | 0 | 7.88 | 11.63 | 6.95 | opened | 63 | SS 110/35/10 Yastrebovka | 7,5+10 | 0.212 | 2.772 | 6.31 | 10 | -3.648 | 0 | 7.88 | 11.418 | 6.912 | opened
| Nom. capacity MV, MVA | 7,5+10 | 1.38 | 6.06 |  | -4.68 | 0 | 7.88 | 12.56 |  |  |  | Nom. capacity MV, MVA | 7,5+10 | 0.174 | 1.554 | 6.06 | 0 | -4.476 | 0 | 7.88 | 12.386
| Nom. capacity LV, MVA | 7,5+10 | 1.18 | 0.25 | 10 | 0.93 | 0 | 7.88 | 6.95 |  |  |  | Nom. capacity LV, MVA | 7,5+10 | 0.038 | 1.218 | 0.25 | 10 | 0.828 | 0 | 7.88 | 6.912
64 | SS 35/10 Amosovka | 2*2,5 | 0.31 | 0.2 | 120 | 0.11 | 0 | 2.63 | 2.52 | 2.52 | opened | 64 | SS 35/10 Amosovka | 2*2,5 | 0.008 | 0.318 | 0.2 | 120 | 0.198 | 0 | 2.63 | 2.512 | 2.512 | opened
65 | SS 35/10 Afanasyevka (SPS) | 1,6+2,5 | 0.5 | 0.37 | 120 | 0.13 | 0 | 1.68 | 1.55 | 1.55 | opened | 65 | SS 35/10 Afanasyevka (SPS) | 1,6+2,5 |  | 0.5 | 0.37 | 120 | -0.17 | 0 | 1.68 | 1.55 | 1.55 | opened
66 | SS 35/10 B.Soldatskoe 2 | 2*4 | 1.4 | 1.1 | 80 | 0.3 | 0 | 4.2 | 3.9 | 3.9 | opened | 66 | SS 35/10 B.Soldatskoe 2 | 2*4 |  | 1.4 | 1.1 | 80 | 0.3 | 0 | 4.2 | 3.9 | 3.9 | opened
67 | SS 35/10 B.Zmeinets | 2*1,6 | 0.23 | 1.43 | 120 | -1.2 | 0 | 1.68 | 2.88 | 2.88 | opened | 67 | SS 35/10 B.Zmeinets | 2*1,6 | 0.01 | 0.24 | 1.43 | 120 | -1.36 | 0 | 1.68 | 2.87 | 2.87 | opened
68 | SS 35/10 Bezlesnaya | 2*4 | 1.19 | 6.1 | 0 | -4.91 | 0 | 4.2 | 9.11 | 9.11 | opened | 68 | SS 35/10 Bezlesnaya | 2*4 | 0.246 | 1.436 | 6.1 | 0 | -4.344 | 0 | 4.2 | 8.864 | 8.864 | opened
69 | SS 35/10 Bereza | 1,0+2,5 | 0.49 | 0.15 | 120 | 0.34 | 0 | 1.05 | 0.71 | 0.71 | opened | 69 | SS 35/10 Bereza | 1,0+2,5 | 0.016 | 0.506 | 0.15 | 120 | 0.016 | 0 | 1.05 | 0.694 | 0.694 | opened
70 | SS 35/10 Blagodat | 2,5+4 | 0.99 | 0.29 | 120 | 0.7 | 0 | 2.63 | 1.93 | 1.93 | opened | 70 | SS 35/10 Blagodat | 2,5+4 | 0.076 | 1.066 | 0.29 | 120 | 0.746 | 0 | 2.63 | 1.854 | 1.854 | opened
71 | SS 35/10 Bykanovo | 2*2,5 | 0.5 | 0.41 | 120 | 0.09 | 0 | 2.63 | 2.54 | 2.54 | opened | 71 | SS 35/10 Bykanovo | 2*2,5 | 0.029 | 0.529 | 0.41 | 120 | -0.031 | 0 | 2.63 | 2.511 | 2.511 | opened
72 | SS 35/10 V. Lyubazh | 4+10 | 1.17 | 0.4 | 120 | 0.77 | 0 | 4.2 | 3.43 | 3.43 | opened | 72 | SS 35/10 V. Lyubazh | 4+10 | 0.532 | 1.702 | 0.4 | 120 | 0.802 | 0 | 4.2 | 2.898 | 2.898 | opened
73 | SS 35/10 Vesyoloe | 2*1,6 | 0.8 | 0.22 | 120 | 0.58 | 0 | 1.68 | 1.1 | 1.1 | opened | 73 | SS 35/10 Vesyoloe | 2*1,6 | 0.453 | 1.253 | 0.22 | 120 | 0.593 | 0 | 1.68 | 0.647 | 0.647 | opened
74 | SS 35/10 Volobuevka | 2,5+4 | 0.57 | 0.46 | 120 | 0.11 | 0 | 2.63 | 2.52 | 2.52 | opened | 74 | SS 35/10 Volobuevka | 2,5+4 | 0.019 | 0.589 | 0.46 | 120 | 0.059 | 0 | 2.63 | 2.501 | 2.501 | opened
75 | SS 35/10 Voropaevo | 2*4 | 0.87 | 0 | 0 | 0.87 | 0 | 4.2 | 3.33 | 3.33 | opened | 75 | SS 35/10 Voropaevo | 2*4 | 0.03 | 0.9 | 0 | 0 | 0.45 | 0 | 4.2 | 3.3 | 3.3 | opened
76 | SS 35/10 Vostochnaya | 2*6,3 | 4.13 | 0.46 | 120 | 3.67 | 0 | 6.62 | 2.95 | 2.95 | opened | 76 | SS 35/10 Vostochnaya | 2*6,3 | 0.184 | 4.314 | 0.46 | 120 | 2.244 | 0 | 6.62 | 2.766 | 2.766 | opened
77 | SS 35/10 Vygornoe | 2*2,5 | 1.22 | 0.51 | 120 | 0.71 | 0 | 2.63 | 1.92 | 1.92 | opened | 77 | SS 35/10 Vygornoe | 2*2,5 | 0.106 | 1.326 | 0.51 | 120 | 0.876 | 0 | 2.63 | 1.814 | 1.814 | opened
78 | SS 35/10 Gastomlya | 2*1,6 | 0.3 | 0.17 | 120 | 0.13 | 0 | 1.68 | 1.55 | 1.55 | opened | 78 | SS 35/10 Gastomlya | 2*1,6 | 0.009 | 0.309 | 0.17 | 120 | 0.539 | 0 | 1.68 | 1.541 | 1.541 | opened
79 | SS 35/10 Gorodok | 2*4 | 1.6 | 0.7 | 45 | 0.9 | 0 | 4.2 | 3.3 | 3.3 | opened | 79 | SS 35/10 Gorodok | 2*4 |  | 1.6 | 0.7 | 45 | 0.92 | 0 | 4.2 | 3.3 | 3.3 | opened
80 | SS 35/10 Guevo | 2*2,5 | 1.2 | 1.69 | 20 | -0.49 | 0 | 2.63 | 3.12 | 3.12 | opened | 80 | SS 35/10 Guevo | 2*2,5 | 0.04 | 1.24 | 1.69 | 20 | -0.51 | 0 | 2.63 | 3.08 | 3.08 | opened
81 | SS 35/10 Dolzhenkovo | 2*1,6 | 0.4 | 0.38 | 120 | 0.02 | 0 | 1.68 | 1.66 | 1.66 | opened | 81 | SS 35/10 Dolzhenkovo | 2*1,6 | 0.042 | 0.442 | 0.38 | 120 | -0.218 | 0 | 1.68 | 1.618 | 1.618 | opened
82 | SS 35/6 Dukhovets | 2,5+4 | 3.33 | 3.5 | 0 | -0.17 | 0 | 2.63 | 2.8 | 2.8 | opened | 82 | SS 35/6 Dukhovets | 2,5+4 | 0.115 | 3.445 | 3.5 | 0 | -1.005 | 0 | 2.63 | 2.685 | 2.685 | opened
83 | SS 35/10 Zhernovets | 2*2,5 | 0.4 | 0.26 | 120 | 0.14 | 0 | 2.63 | 2.49 | 2.49 | opened | 83 | SS 35/10 Zhernovets | 2*2,5 | 0.005 | 0.405 | 0.26 | 120 | 0.025 | 0 | 2.63 | 2.485 | 2.485 | opened
84 | SS 35/6 Zapadnaya | 2*10 | 12.57 | 2.5 | 0 | 10.07 | 0 | 10.5 | 0.43 | 0.43 | opened | 84 | SS 35/6 Zapadnaya | 2*10 | 0.01 | 12.58 | 3.5 | 0 | 8.15 | 0 | 10.5 | 0.42 | 0.42 | opened
85 | SS 35/10 Zolotukhinskaya KRS | 2*4 | 1.1 | 1.67 | 0 | -0.57 | 0 | 4.2 | 4.77 | 4.77 | opened | 85 | SS 35/10 Zolotukhinskaya KRS | 2*4 |  | 1.1 | 1.67 | 0 | -0.56 | 0 | 4.2 | 4.77 | 4.77 | opened
86 | SS 35/10 Zuevka | 1,6+2,5 | 0.9 | 0.93 | 45 | -0.03 | 0 | 1.68 | 1.71 | 1.71 | opened | 86 | SS 35/10 Zuevka | 1,6+2,5 | 0.087 | 0.987 | 0.93 | 45 | -0.093 | 0 | 1.68 | 1.623 | 1.623 | opened
87 | SS 35/10 Ivanino | 2*6,3 | 2.19 | 2.69 | 80 | -0.5 | 0 | 6.62 | 7.12 | 7.12 | opened | 87 | SS 35/10 Ivanino | 2*6,3 | 0.031 | 2.221 | 2.69 | 80 | 1.651 | 0 | 6.62 | 7.089 | 7.089 | opened
88 | SS 35/10 Kalinovka | 1,8+2,5 | 0.68 | 0.5 | 120 | 0.18 | 0 | 1.89 | 1.71 | 1.71 | opened | 88 | SS 35/10 Kalinovka | 1,8+2,5 |  | 0.68 | 0.5 | 120 | 0.14 | 0 | 1.89 | 1.71 | 1.71 | opened
89 | SS 35/10 Kirilovka | 2*1,6 | 0.29 | 0.52 | 120 | -0.23 | 0 | 1.68 | 1.91 | 1.91 | opened | 89 | SS 35/10 Kirilovka | 2*1,6 | 0.015 | 0.305 | 0.52 | 120 | -0.285 | 0 | 1.68 | 1.895 | 1.895 | opened
90 | SS 35/6 Kislinskaya | 2*10 | 16.7 | 6.25 | 20 | 10.45 | 0 | 10.5 | 0.05 | 0.05 | opened | 90 | SS 35/6 Kislinskaya | 2*10 | 0.409 | 17.109 | 6.25 | 20 | 10.859 | 0 | 10.5 | -0.359 | -0.359 | closed
91 | SS 35/10 Fodder plant | 4+6,3 | 0.29 | 0 | 0 | 0.29 | 0 | 4.2 | 3.91 | 3.91 | opened | 91 | SS 35/10 Fodder plant | 4+6,3 |  | 0.29 | 0 | 0 | 0.71 | 0 | 4.2 | 3.91 | 3.91 | opened
92 | SS 35/10 Mixed fodder plant | 2*6,3 | 3.31 | 0.21 | 120 | 3.1 | 0 | 6.62 | 3.52 | 3.52 | opened | 92 | SS 35/10 Mixed fodder plant | 2*6,3 | 0.069 | 3.379 | 0.21 | 120 | 2.509 | 0 | 6.62 | 3.451 | 3.451 | opened
93 | SS 35/10 Kommunalnaya | 3,2+4 | 2.66 | 1.14 | 80 | 1.52 | 0 | 3.36 | 1.84 | 1.84 | opened | 93 | SS 35/10 Kommunalnaya | 3,2+4 |  | 2.66 | 1.14 | 80 | 0.69 | 0 | 3.36 | 1.84 | 1.84 | opened
94 | SS 35/10 Korenevo | 4+6,3 | 3.45 | 1.56 | 80 | 1.89 | 0 | 4.2 | 2.31 | 2.31 | opened | 94 | SS 35/10 Korenevo | 4+6,3 | 0.3663 | 3.8163 | 1.56 | 80 | 1.3163 | 0 | 4.2 | 1.9437 | 1.9437 | opened
95 | SS 35/10 Kremyanoe | 2,5+4 | 0.41 | 0.24 | 120 | 0.17 | 0 | 2.63 | 2.46 | 2.46 | opened | 95 | SS 35/10 Kremyanoe | 2,5+4 |  | 0.41 | 0.24 | 120 | 0.18 | 0 | 2.63 | 2.46 | 2.46 | opened
96 | SS 35/10 Krupets | 1,8+2,5 | 1.6 | 0.42 | 120 | 1.18 | 0 | 1.89 | 0.71 | 0.71 | opened | 96 | SS 35/10 Krupets | 1,8+2,5 | 0.164 | 1.764 | 0.42 | 120 | 0.934 | 0 | 1.89 | 0.546 | 0.546 | opened
97 | SS 35/10 Kulbaki | 2*2,5 | 0.88 | 0.6 | 120 | 0.28 | 0 | 2.63 | 2.35 | 2.35 | opened | 97 | SS 35/10 Kulbaki | 2*2,5 | 0.003 | 0.883 | 0.6 | 120 | 0.243 | 0 | 2.63 | 2.347 | 2.347 | opened
98 | SS 35/10 Kultprosvet | 2*2,5 | 0.18 | 0.17 | 120 | 0.01 | 0 | 2.63 | 2.62 | 2.62 | opened | 98 | SS 35/10 Kultprosvet | 2*2,5 | 0.003 | 0.183 | 0.17 | 120 | -0.037 | 0 | 2.63 | 2.617 | 2.617 | opened
99 | SS 35/10 Kurchatov | 2*10 | 4.85 | 4.5 | 80 | 0.35 | 0 | 10.5 | 10.15 | 10.15 | opened | 99 | SS 35/10 Kurchatov | 2*10 | 0.005 | 4.855 | 4.5 | 80 | 2.125 | 0 | 10.5 | 10.145 | 10.145 | opened
100 | SS 35/10 Kutok | 2*2,5 | 0.17 | 0.05 | 120 | 0.12 | 0 | 2.63 | 2.51 | 2.51 | opened | 100 | SS 35/10 Kutok | 2*2,5 | 0.005 | 0.175 | 0.05 | 120 | 0.035 | 0 | 2.63 | 2.505 | 2.505 | opened
101 | SS 35/10 Linets | 2*2,5 | 0.67 | 0.25 | 120 | 0.42 | 0 | 2.63 | 2.21 | 2.21 | opened | 101 | SS 35/10 Linets | 2*2,5 | 0.016 | 0.686 | 0.25 | 120 | 0.106 | 0 | 2.63 | 2.194 | 2.194 | opened
102 | SS 35/10 Luch | 2*6,3 | 2.83 | 0.23 | 120 | 2.6 | 0 | 6.62 | 4.02 | 4.02 | opened | 102 | SS 35/10 Luch | 2*6,3 | 0.303 | 3.133 | 0.23 | 120 | 2.463 | 0 | 6.62 | 3.717 | 3.717 | opened
103 | SS 35/10 Lyubimovka-2 | 2*4 | 0.75 | 1.59 | 80 | -0.84 | 0 | 4.2 | 5.04 | 5.04 | opened | 103 | SS 35/10 Lyubimovka-2 | 2*4 | 0.029 | 0.779 | 1.59 | 80 | -0.991 | 0 | 4.2 | 5.011 | 5.011 | opened
104 | SS 35/10 Matveevka | 2*2,5 | 0.67 | 0.08 | 120 | 0.59 | 0 | 2.63 | 2.04 | 2.04 | opened | 104 | SS 35/10 Matveevka | 2*2,5 | 0.02 | 0.69 | 0.08 | 120 | 0.39 | 0 | 2.63 | 2.02 | 2.02 | opened
105 | SS 35/10 Mayak | 2*2,5 | 0.41 | 0.3 | 120 | 0.11 | 0 | 2.63 | 2.52 | 2.52 | opened | 105 | SS 35/10 Mayak | 2*2,5 | 0.006 | 0.416 | 0.3 | 120 | -0.034 | 0 | 2.63 | 2.514 | 2.514 | opened
106 | SS 35/10 Mikhailovka | 4+6,3 | 2.15 | 1.7 | 80 | 0.45 | 0 | 4.2 | 3.75 | 3.75 | opened | 106 | SS 35/10 Mikhailovka | 4+6,3 | 0.14 | 2.29 | 1.7 | 80 | 0.04 | 0 | 4.2 | 3.61 | 3.61 | opened
107 | SS 35/10 Murynovka | 2*4 | 0.63 | 0.3 | 120 | 0.33 | 0 | 4.2 | 3.87 | 3.87 | opened | 107 | SS 35/10 Murynovka | 2*4 | 0.178 | 0.808 | 0.3 | 120 | 0.588 | 0 | 4.2 | 3.692 | 3.692 | opened
108 | SS 35/10 N. Borki | 2*2,5 | 0.5 | 0.63 | 120 | -0.13 | 0 | 2.63 | 2.76 | 2.76 | opened | 108 | SS 35/10 N. Borki | 2*2,5 | 0.011 | 0.511 | 0.63 | 120 | -0.259 | 0 | 2.63 | 2.749 | 2.749 | opened
109 | SS 35/10 Nikolskaya | 1,6+1,8 | 0.36 | 0.03 | 80 | 0.33 | 0 | 1.68 | 1.35 | 1.35 | opened | 109 | SS 35/10 Nikolskaya | 1,6+1,8 |  | 0.36 | 0.03 | 80 | 0.29 | 0 | 1.68 | 1.35 | 1.35 | opened
110 | SS 35/10 Novaya | 2*2,5 | 1.08 | 0.4 | 120 | 0.68 | 0 | 2.63 | 1.95 | 1.95 | opened | 110 | SS 35/10 Novaya | 2*2,5 | 0.246 | 1.326 | 0.4 | 120 | 1.026 | 0 | 2.63 | 1.704 | 1.704 | opened
111 | SS 35/10 Orekhovo | 2*2,5 | 0.73 | 0.19 | 120 | 0.54 | 0 | 2.63 | 2.09 | 2.09 | opened | 111 | SS 35/10 Orekhovo | 2*2,5 | 0.043 | 0.773 | 0.19 | 120 | 0.293 | 0 | 2.63 | 2.047 | 2.047 | opened
112 | SS 35/10 Orlovka | 2*2,5 | 0.17 | 0.52 | 120 | -0.35 | 0 | 2.63 | 2.98 | 2.98 | opened | 112 | SS 35/10 Orlovka | 2*2,5 | 0.015 | 0.185 | 0.52 | 120 | -0.275 | 0 | 2.63 | 2.965 | 2.965 | opened
113 | SS 35/10 Osotskoe | 2*2,5 | 0.19 | 0.2 | 120 | -0.01 | 0 | 2.63 | 2.64 | 2.64 | opened | 113 | SS 35/10 Osotskoe | 2*2,5 |  | 0.19 | 0.2 | 120 | 0.05 | 0 | 2.63 | 2.64 | 2.64 | opened
114 | SS 35/10 Okhochevka | 4+6,3 | 1.27 | 0.74 | 120 | 0.53 | 0 | 4.2 | 3.67 | 3.67 | opened | 114 | SS 35/10 Okhochevka | 4+6,3 | 0.172 | 1.442 | 0.74 | 120 | 0.562 | 0 | 4.2 | 3.498 | 3.498 | opened
115 | SS 35/10 Panino | 2*2,5 | 0.26 | 0.11 | 80 | 0.15 | 0 | 2.63 | 2.48 | 2.48 | opened | 115 | SS 35/10 Panino | 2*2,5 |  | 0.26 | 0.11 | 80 | 0.16 | 0 | 2.63 | 2.48 | 2.48 | opened
116 | SS 35/10 Pervoavgustovka | 2,5+3,2 | 0.74 | 0.52 | 120 | 0.22 | 0 | 2.63 | 2.41 | 2.41 | opened | 116 | SS 35/10 Pervoavgustovka | 2,5+3,2 | 0.026 | 0.766 | 0.52 | 120 | 0.116 | 0 | 2.63 | 2.384 | 2.384 | opened
117 | SS 35/10 Petrinka | 2,5+4 | 1.1 | 0.3 | 120 | 0.8 | 0 | 2.63 | 1.83 | 1.83 | opened | 117 | SS 35/10 Petrinka | 2,5+4 | 0.711 | 1.811 | 0.3 | 120 | 1.591 | 0 | 2.63 | 1.119 | 1.119 | opened
118 | SS 35/10 Platava | 2*2,5 | 1.07 | 0.26 | 120 | 0.81 | 0 | 2.63 | 1.82 | 1.82 | opened | 118 | SS 35/10 Platava | 2*2,5 | 0.012 | 1.082 | 0.26 | 120 | 0.612 | 0 | 2.63 | 1.808 | 1.808 | opened
119 | SS 35/10 Pogozhee | 2*1,6 | 0.23 | 0.46 | 120 | -0.23 | 0 | 1.68 | 1.91 | 1.91 | opened | 119 | SS 35/10 Pogozhee | 2*1,6 | 0.047 | 0.277 | 0.46 | 120 | -0.203 | 0 | 1.68 | 1.863 | 1.863 | opened
120 | SS 35/10 Porechnoe | 2*4 | 0.5 | 1.16 | 120 | -0.66 | 0 | 4.2 | 4.86 | 4.86 | opened | 120 | SS 35/10 Porechnoe | 2*4 | 0.005 | 0.505 | 1.16 | 120 | -0.625 | 0 | 4.2 | 4.855 | 4.855 | opened
121 | SS 35/10 Pochepnoe | 2*6,3 | 0.13 | 0.08 | 120 | 0.05 | 0 | 6.62 | 6.57 | 6.57 | opened | 121 | SS 35/10 Pochepnoe | 2*6,3 |  | 0.13 | 0.08 | 120 | 0.05 | 0 | 6.62 | 6.57 | 6.57 | opened
122 | SS 35/10 Prigorodnoe | 2*2,5 | 0.52 | 0.3 | 80 | 0.22 | 0 | 2.63 | 2.41 | 2.41 | opened | 122 | SS 35/10 Prigorodnoe | 2*2,5 | 0.274 | 0.794 | 0.3 | 80 | 0.424 | 0 | 2.63 | 2.136 | 2.136 | opened
123 | SS 35/10 Pselets | 2*1,6 | 0.2 | 0.24 | 120 | -0.04 | 0 | 1.68 | 1.72 | 1.72 | opened | 123 | SS 35/10 Pselets | 2*1,6 |  | 0.2 | 0.24 | 120 | -0.13 | 0 | 1.68 | 1.72 | 1.72 | opened
124 | SS 35/10 Puzachi | 1,6+4 | 0.4 | 0.43 | 120 | -0.03 | 0 | 1.68 | 1.71 | 1.71 | opened | 124 | SS 35/10 Puzachi | 1,6+4 | 0.014 | 0.414 | 0.43 | 120 | 0.174 | 0 | 1.68 | 1.696 | 1.696 | opened
125 | SS 35/10 Pushkarnoe | 2*2,5 | 0.8 | 0.32 | 120 | 0.48 | 0 | 2.625 | 2.145 | 2.145 | opened | 125 | SS 35/10 Pushkarnoe | 2*2,5 | 0.024 | 0.824 | 0.32 | 120 | 0.304 | 0 | 2.625 | 2.121 | 2.121 | opened
126 | SS 35/10 R.Kolodets | 2*2,5 | 0.6 | 0.44 | 120 | 0.16 | 0 | 2.625 | 2.465 | 2.465 | opened | 126 | SS 35/10 R.Kolodets | 2*2,5 | 0.337 | 0.937 | 0.44 | 120 | 0.437 | 0 | 2.625 | 2.128 | 2.128 | opened
127 | SS 35/10 Razvetye | 2*4 | 2.38 | 1.03 | 120 | 1.35 | 0 | 4.2 | 2.85 | 2.85 | opened | 127 | SS 35/10 Razvetye | 2*4 | 0.4 | 2.78 | 1.03 | 120 | 0.72 | 0 | 4.2 | 2.45 | 2.45 | opened
128 | SS 35/10 V. Reutets | 2*4 | 0.28 | 0.11 | 120 | 0.17 | 0 | 4.2 | 4.03 | 4.03 | opened | 128 | SS 35/10 V. Reutets | 2*4 |  | 0.28 | 0.11 | 120 | 0.07 | 0 | 4.2 | 4.03 | 4.03 | opened
129 | SS 35/10 Rozhdestvenka | 2*1,6 | 0.3 | 0.29 | 120 | 0.01 | 0 | 1.68 | 1.67 | 1.67 | opened | 129 | SS 35/10 Rozhdestvenka | 2*1,6 | 0.061 | 0.361 | 0.29 | 120 | 0.071 | 0 | 1.68 | 1.609 | 1.609 | opened
130 | SS 35/10 Rubilnik | 2*2,5 | 0.78 | 1.18 | 80 | -0.4 | 0 | 2.625 | 3.025 | 3.025 | opened | 130 | SS 35/10 Rubilnik | 2*2,5 | 0.045 | 0.825 | 1.18 | 80 | 0.265 | 0 | 2.625 | 2.98 | 2.98 | opened
131 | SS 35/10 Ryzhkovo | 2*1,6 | 0.23 | 0.08 | 20 | 0.15 | 0 | 1.68 | 1.53 | 1.53 | opened | 131 | SS 35/10 Ryzhkovo | 2*1,6 | 0.007 | 0.237 | 0.08 | 20 | 0.207 | 0 | 1.68 | 1.523 | 1.523 | opened
132 | SS 35/10 Sapogovo | 2*2,5 | 1.57 | 0.6 | 20 | 0.97 | 0 | 2.63 | 1.66 | 1.66 | opened | 132 | SS 35/10 Sapogovo | 2*2,5 | 0.056 | 1.626 | 0.6 | 20 | 1.186 | 0 | 2.63 | 1.604 | 1.604 | opened
133 | SS 35/10 Svoboda-selskaya | 2*6,3 | 4.01 | 2.25 | 80 | 1.76 | 0 | 6.615 | 4.855 | 4.855 | opened | 133 | SS 35/10 Svoboda-selskaya | 2*6,3 | 0.124 | 4.134 | 2.25 | 80 | 1.524 | 0 | 6.615 | 4.731 | 4.731 | opened
134 | SS 35/10 Selektsionnaya | 2*4 | 1.56 | 1.4 | 45 | 0.16 | 0 | 4.2 | 4.04 | 4.04 | opened | 134 | SS 35/10 Selektsionnaya | 2*4 | 0.027 | 1.587 | 1.4 | 45 | 1.377 | 0 | 4.2 | 4.013 | 4.013 | opened
135 | SS 35/10 Semyonovka | 2*2,5 | 0.5 | 0 | - | 0.5 | 0 | 2.625 | 2.125 | 2.125 | opened | 135 | SS 35/10 Semyonovka | 2*2,5 | 0.042 | 0.542 | 0 | - | 0.332 | 0 | 2.625 | 2.083 | 2.083 | opened
136 | SS 35/10 Seed plant | 2*2,5 | 0.6 | 0.6 | 120 | 0 | 0 | 2.63 | 2.63 | 2.63 | opened | 136 | SS 35/10 Seed plant | 2*2,5 | 0.04 | 0.64 | 0.6 | 120 | -0.21 | 0 | 2.63 | 2.59 | 2.59 | opened
137 | SS 35/10 Snagost | 2*4 | 1.26 | 0.05 | 10 | 1.21 | 0 | 4.2 | 2.99 | 2.99 | opened | 137 | SS 35/10 Snagost | 2*4 | 0.03 | 1.29 | 0.05 | 10 | 0.86 | 0 | 4.2 | 2.96 | 2.96 | opened
138 | SS 35/10 SOM | 1,6+4 | 1.56 | 0.08 | 10 | 1.48 | 0 | 1.68 | 0.2 | 0.2 | opened | 138 | SS 35/10 SOM | 1,6+4 | 0.056 | 1.616 | 0.08 | 10 | 1.126 | 0 | 1.68 | 0.144 | 0.144 | opened
139 | SS 35/10 Sosnovy Bor | 3,2+4 | 0.69 | 0.69 | 120 | 0 | 0 | 3.36 | 3.36 | 3.36 | opened | 139 | SS 35/10 Sosnovy Bor | 3,2+4 | 0.04 | 0.73 | 0.69 | 120 | -0.16 | 0 | 3.36 | 3.32 | 3.32 | opened
140 | SS 35/10 Stakanovo | 2*2,5 | 1.23 | 0.58 | 80 | 0.65 | 0 | 2.625 | 1.975 | 1.975 | opened | 140 | SS 35/10 Stakanovo | 2*2,5 | 0.027 | 1.257 | 0.58 | 80 | 0.287 | 0 | 2.625 | 1.948 | 1.948 | opened
141 | SS 35/10 Starkovo | 2*1,6 | 0.43 | 0.2 | 80 | 0.23 | 0 | 1.68 | 1.45 | 1.45 | opened | 141 | SS 35/10 Starkovo | 2*1,6 |  | 0.43 | 0.2 | 80 | 0.21 | 0 | 1.68 | 1.45 | 1.45 | opened
142 | CC 35/10 Starshee | 2*1,6 | 0.31 | 0.2 | 120 | 0.11 | 0 | 1.68 | 1.57 | 1.57 | opened | 142 | CC 35/10 Starshee | 2*1,6 | 0.005 | 0.315 | 0.2 | 120 | 0.045 | 0 | 1.68 | 1.565 | 1.565 | opened
143 | SS 35/10 Teplitsy | 2*4 | 2.25 | 1.08 | 45 | 1.17 | 0 | 4.2 | 3.03 | 3.03 | opened | 143 | SS 35/10 Teplitsy | 2*4 | 0.052 | 2.302 | 1.08 | 45 | 1.172 | 0 | 4.2 | 2.978 | 2.978 | opened
144 | SS 35/10 Turovka | 2*2,5 | 0.8 | 0.6 | 120 | 0.2 | 0 | 2.63 | 2.43 | 2.43 | opened | 144 | SS 35/10 Turovka | 2*2,5 | 0.053 | 0.853 | 0.6 | 120 | -0.047 | 0 | 2.63 | 2.377 | 2.377 | opened
145 | SS 35/10 Uspenka | 2*2,5 | 1.19 | 1 | 80 | 0.19 | 0 | 2.63 | 2.44 | 2.44 | opened | 145 | SS 35/10 Uspenka | 2*2,5 | 0.007 | 1.197 | 1 | 80 | 0.287 | 0 | 2.63 | 2.433 | 2.433 | opened
146 | SS 35/6 Tsentralnaya | 2*25 | 24.9 | 5 | 10 | 19.9 | 0 | 26.25 | 6.35 | 6.35 | opened | 146 | SS 35/6 Tsentralnaya | 2*25 | 0.005 | 24.905 | 5 | 10 | 22.415 | 0 | 26.25 | 6.345 | 6.345 | opened
147 | SS 35/10 Chermoshnoe | 2*2,5 | 0.4 | 0.5 | 120 | -0.1 | 0 | 4.2 | 4.3 | 4.3 | opened | 147 | SS 35/10 Chermoshnoe | 2*2,5 |  | 0.4 | 0.5 | 120 | -0.2 | 0 | 4.2 | 4.3 | 4.3 | opened
148 | SS 35/10 Shatalovka | 2,5+4 | 0.31 | 0.21 | 80 | 0.1 | 0 | 2.625 | 2.525 | 2.525 | opened | 148 | SS 35/10 Shatalovka | 2,5+4 | 0.031 | 0.341 | 0.21 | 80 | 0.141 | 0 | 2.625 | 2.494 | 2.494 | opened
149 | SS 35/10 Shipy | 2*2,5 | 0.2 | 0.3 | 120 | -0.1 | 0 | 2.625 | 2.725 | 2.725 | opened | 149 | SS 35/10 Shipy | 2*2,5 | 0.012 | 0.212 | 0.3 | 120 | -0.108 | 0 | 2.625 | 2.713 | 2.713 | opened
150 | SS 35/10 Elevator | 4+6,3 | 2.21 | 0.6 | 120 | 1.61 | 0 | 4.2 | 2.59 | 2.59 | opened | 150 | SS 35/10 Elevator | 4+6,3 |  | 2.21 | 0.6 | 120 | 1.1 | 0 | 4.2 | 2.59 | 2.59 | opened
151 | SS 35/10 Yugo-Zapadnaya | 2*10 | 9.28 | 4.7 | 80 | 4.58 | 0 | 10.5 | 5.92 | 5.92 | opened | 151 | SS 35/10 Yugo-Zapadnaya | 2*10 | 2.35 | 11.63 | 4.7 | 80 | 6.11 | 0 | 10.5 | 3.57 | 3.57 | opened
152 | SS 35/10 Plant of reiтащксув-concrete products | 2*2,5 | 1.97 | 3.9 | 120 | -1.93 | 0 | 2.625 | 4.555 | 4.555 | opened | 152 | SS 35/10 Plant of reiтащксув-concrete products | 2 * 2,5 |  | 1.97 | 3.9 | 120 | -2.4 | 0 | 2.625 | 4.555 | 4.555 | opened
| TOTAL: | 3185.9 | 763.705 | 777.41 | [5 empty] | 1191.575 |  |  | TOTAL: | 3185.9 | 60.212 | 842.402 | 777.41 | [5 empty] | 1130.222
| deficit | [8 empty] | -8.27 |  |  | deficit | [9 empty] | -14.953
| proficit | [8 empty] | 1183.31 |  |  | proficit | [9 empty] | 1145.175

## Липецк
table 1
No. | Object of main substation, voltage class | Current deficit | [9 empty] | Note | No. | Object of main substation, voltage class | Expected dificit / proficit | [9 empty] | Note
|  | Installed power capacity of transformers Sуst., including their number, pcs/ MVA |  | Summary total capacity of Central Substation following the results of measurements of load maximum Sмах , MVA | Total capacity redistributed according to operating rules, MVA for the time period |  | Total capacity including re-distribution, MVA | Limiting factors, MVA | Permissible load accounted in the n-1 mode, MVA | Deficit/proficit of Main Substation, MVA |  |  |  |  | Installed power capacity of transformers Sуst., including their number in future subject to fulfillment of technical specifications at TS or other measures on reconstruction of MS pcs/ MVA | Additional capacity according to provided technical specifications at TS, МVА | Expected load at main substation, MVA | Total redistributed capacity in future including fulfillment of measures of technical specifications or other measures relating to reconstruction of network, investment programs etc. |  | Total capacity including re-distribution, MVA | Limiting factors, MVA | Permissible load accounted in the n-1 mode, MVA | Deficit / proficit of main substation, MVA
[5 empty] | МVА | Мin. | [11 empty] | МVА | Мin.
1 | 2 | 3 |  | 4 | 5 | 6 | 7 | 8 | 9 | 10 | 11 | 12 | 1 | 2 | 3 | 4 | 5 | 6 | 7 | 8 | 9 | 10 | 11 | 12 | 13
One-transformer substations | [12 empty] | 1: One-transformer substations
| SS 110/10kv Lev Tolstoy | 10 |  | 2.63 | 1.6 | 30 | 1.03 | 0 | 1.6 | -1.03 | -1.03 | closed |  | SS 110/10kv Lev Tolstoy | 10 |  | 2.63 | 1.6 | 30 | 1.03 | 0 | 1.6 | -1.03 | -1.03 | closed
| SS 110/10 kv Dvurechki | 6.3 |  | 2.03 | 0.1 | 70 | 1.93 | 0 | 0.1 | -1.93 | -1.93 | closed |  | SS 110/10 kv Dvurechki | 6.3 | 0.136 | 2.166 | 0.1 | 70 | 2.066 | 0 | 0.1 | -2.066 | -2.066 | closed
| SS 35/10 kv Vesyoloe | 2.5 |  | 0.070668 | 0.8 | 100 | -0.72933 | 0 | 0.8 | 0.72933 | 0.72933 | opened |  | SS 35/10 kv Vesyoloe | 2.5 | 0.015 | 0.085668 | 0.8 | 100 | -0.71433 | 0 | 0.8 | 0.71433 | 0.71433 | opened
| SS 35/10 kv Kr.Palna | 3.2 |  | 0.73 | 1.2 | 70 | -0.47 | 0 | 1.2 | 0.47 | 0.47 | opened |  | SS 35/10 kv Kr.Palna | 3.2 | 0.01 | 0.74 | 1.2 | 70 | -0.46 | 0 | 1.2 | 0.46 | 0.46 | opened
| SS 35/10 kv Kamenka | 2.5 |  | 0.93 | 1.5 | 60 | -0.57 | 0 | 1.5 | 0.57 | 0.57 | opened |  | SS 35/10 kv Kamenka | 2.5 |  | 0.93 | 1.5 | 60 | -0.57 | 0 | 1.5 | 0.57 | 0.57 | opened
| SS 35/10 kv Krasotynovka | 2.5 |  | 0.43 | 1.5 | 50 | -1.07 | 0 | 1.5 | 1.07 | 1.07 | opened |  | SS 35/10 kv Krasotynovka | 2.5 |  | 0.43 | 1.5 | 50 | -1.07 | 0 | 1.5 | 1.07 | 1.07 | opened
| SS 35/10 kv Ozyorki | 2.5 |  | 0.13 | 0 | 0 | 0.13 | 0 | 0 | -0.13 | -0.13 | closed |  | SS 35/10 kv Ozyorki | 2.5 |  | 0.13 | 0 | 0 | 0.13 | 0 | 0 | -0.13 | -0.13 | closed
| SS 35/10 kv Pankratovka | 2.5 |  | 0.63 | 1.2 | 90 | -0.57 | 0 | 1.2 | 0.57 | 0.57 | opened |  | SS 35/10 kv Pankratovka | 2.5 |  | 0.63 | 1.2 | 90 | -0.57 | 0 | 1.2 | 0.57 | 0.57 | opened
| SS 35/10 kv Preobrazhenye | 2.5 |  | 0.46 | 0 | 0 | 0.46 | 0 | 0 | -0.46 | -0.46 | closed |  | SS 35/10 kv Preobrazhenye | 2.5 |  | 0.46 | 0 | 0 | 0.46 | 0 | 0 | -0.46 | -0.46 | closed
| SS 35/10 kv Yakovlevo | 2.5 |  | 0.9 | 0 | 0 | 0.9 | 0 | 0 | -0.9 | -0.9 | closed |  | SS 35/10 kv Yakovlevo | 2.5 | 0.01 | 0.91 | 0 | 0 | 0.91 | 0 | 0 | -0.91 | -0.91 | closed
| SS 110/10kv Terbunsky gonchar | 25 |  | without load | [8 empty] | 2: SS 110/10kv Terbunsky gonchar; 3: 25; 4: 15.135; 5: 15.135
| SS 35/10 kv Pervomayskaya | 2.5 |  | 0.85 | 0.3 | 60 | 0.55 | 0 | 0.3 | -0.55 | -0.55 | closed |  | SS 35/10 kv Pervomayskaya | 2.5 |  | 0.85 | 0.3 | 60 | 0.55 | 0 | 0.3 | -0.55 | -0.55 | closed
| SS 35/10 kv Kamennaya Lubna | 2.5 |  | 0.91 | 0.9 | 90 | 0.01 | 0 | 0.9 | -0.01 | -0.01 | closed |  | SS 35/10 kv Kamennaya Lubna | 2.5 | 0.015 | 0.925 | 0.9 | 90 | 0.025 | 0 | 0.9 | -0.025 | -0.025 | closed
| SS 35/10 kv Znamenka | 2.5 |  | 0.87 | 0.4 | 8 hours | 0.47 | 0 | 0.4 | -0.47 | -0.47 | closed |  | SS 35/10 kv Znamenka | 2.5 |  | 0.87 | 0.4 | 8 hours | 0.47 | 0 | 0.4 | -0.47 | -0.47 | closed
| SS 35/10 kv Pikovo | 2.5 |  | 0.59 | 0.5 | 60 | 0.09 | 0 | 0.5 | -0.09 | -0.09 | closed |  | SS 35/10 kv Pikovo | 2.5 |  | 0.59 | 0.5 | 60 | 0.09 | 0 | 0.5 | -0.09 | -0.09 | closed
| SS 35/10 kv Nikolskoe | 4 |  | 0.28 | 0.8 | 150 | -0.52 | 0 | 0.8 | 0.52 | 0.52 | opened |  | SS 35/10 kv Nikolskoe | 4 |  | 0.28 | 0.8 | 150 | -0.52 | 0 | 0.8 | 0.52 | 0.52 | opened
| SS 35/10 kv Peskovatka | 1.6 |  | 1.14 | 0.24 | 70 | 0.9 | 0 | 0.24 | -0.9 | -0.9 | closed |  | SS 35/10 kv Peskovatka | 1.6 |  | 1.14 | 0.24 | 70 | 0.9 | 0 | 0.24 | -0.9 | -0.9 | closed
| SS 35/6 kv Druzhba | 5.6 |  | Integrated distribution device of low voltage-6kv not ours | [7 empty] | opened | 2: SS 35/6 kv Druzhba; 3: 5.6; 5: 0
| SS 35/10 kv SOM | 1.6 |  | 0.1 | 0 | 0 | 0.1 | 0 | 0 | -0.1 | -0.1 | closed |  | SS 35/10 kv SOM | 1.6 |  | 0.1 | 0 | 0 | 0.1 | 0 | 0 | -0.1 | -0.1 | closed
| SS 35/6 kv Novonikolaevka | 4 |  | 0.68 | 0 | 0 | 0.68 | 0 | 0 | -0.68 | -0.68 | closed |  | SS 35/6 kv Novonikolaevka | 4 |  | 0.68 | 0 | 0 | 0.68 | 0 | 0 | -0.68 | -0.68 | closed
| SS 35/10 kv Sindyakino | 2.5 |  | 0.36 | 0.4 | 90 | -0.04 | 0 | 0.4 | 0.04 | 0.04 | opened |  | SS 35/10 kv Sindyakino | 2.5 |  | 0.36 | 0.4 | 90 | -0.04 | 0 | 0.4 | 0.04 | 0.04 | opened
| SS 35/10 kv Kurino | 2.5 |  | 0.5 | 0 | 0 | 0.5 | 0 | 0 | -0.5 | -0.5 | closed |  | SS 35/10 kv Kurino | 2.5 | 0.035 | 0.535 | 0 | 0 | 0.535 | 0 | 0 | -0.535 | -0.535 | closed
| SS 35/10 kv Novodubovoe | 2.5 |  | 0.88 | 0 | 0 | 0.88 | 0 | 0 | -0.88 | -0.88 | closed |  | SS 35/10 kv Novodubovoe | 2.5 | 0.022 | 0.902 | 0 | 0 | 0.902 | 0 | 0 | -0.902 | -0.902 | closed
| SS 35/10 kv Beryozovka | 2.5 |  | 1.1444 | 0 | 0 | 1.1444 | 0 | 0 | -1.1444 | -1.1444 | closed |  | SS 35/10 kv Beryozovka | 2.5 |  | 1.1444 | 0 | 0 | 1.1444 | 0 | 0 | -1.1444 | -1.1444 | closed
| SS 35/6 kv Karyer | 4 |  | without load | [8 empty] | 2: SS 35/6 kv Karyer; 3: 4; 5: 0
Two- and more transformer substations (for two voltage levels) | [12 empty] | 1: Two- and more transformer substations (for two voltage levels)
| SS 110/6 kv Agregatnaya | 16+16 | 32 | 15.14 | 0 | 0 | 15.14 | 0 | 16.8 | 1.66 | 1.66 | opened |  | SS 110/6 kv Agregatnaya | 16+16 | 0.404 | 15.544 | 0 | 0 | 15.544 | 0 | 16.8 | 1.256 | 1.256 | opened
| SS 110/6 kv Zapadnaya | 40+40 | 80 | 17.44 | 0 | 0 | 17.44 | 0 | 42 | 24.56 | 24.56 | opened |  | SS 110/6 kv Zapadnaya | 40+40 | 2.758 | 20.198 | 0 | 0 | 20.198 | 0 | 42 | 21.802 | 21.802 | opened
| SS 110/10 kv Kashary | 2,5+6,3 | 8.8 | 1.54 | 2.3 | 100 | -0.76 | 0 | 2.625 | 3.385 | 3.385 | opened |  | SS 110/10 kv Kashary | 2,5+6,3 |  | 1.54 | 2.3 | 100 | -0.76 | 0 | 2.625 | 3.385 | 3.385 | opened
| SS 110/6 kv Tabak | 16+16 | 32 | 9.48 | 3.2 | 20 | 6.28 | 0 | 16.8 | 10.52 | 10.52 | opened |  | SS 110/6 kv Tabak | 16+16 | 0.018 | 9.498 | 3.2 | 20 | 6.298 | 0 | 16.8 | 10.502 | 10.502 | opened
| SS 110/10 kv Lukoshkino | 10+2,5 | 12.5 | 1.07 | 0 | 0 | 1.07 | 0 | 2.625 | 1.555 | 1.555 | opened |  | SS 110/10 kv Lukoshkino | 10+2,5 |  | 1.07 | 0 | 0 | 1.07 | 0 | 2.625 | 1.555 | 1.555 | opened
| SS 110/10kv Niva | 10+10 | 20 | 5.09 | 1 | 100 | 4.09 | 0 | 10.5 | 6.41 | 6.41 | opened |  | SS 110/10kv Niva | 10+10 | 0.02 | 5.11 | 1 | 100 | 4.11 | 0 | 10.5 | 6.39 | 6.39 | opened
| SS 110/10 kv Olkhovets | 2,5+2,5 | 5 | 1.72 | 0.8 | 100 | 0.92 | 0 | 2.625 | 1.705 | 1.705 | opened |  | SS 110/10 kv Olkhovets | 2,5+2,5 |  | 1.72 | 0.8 | 100 | 0.92 | 0 | 2.625 | 1.705 | 1.705 | opened
| SS 110/10 kv Kuyman | 2,5+2,5 | 5 | 1.1 | 1 | 100 | 0.1 | 0 | 2.625 | 2.525 | 2.525 | * |  | SS 110/10 kv Kuyman | 2,5+2,5 |  | 1.1 | 1 | 100 | 0.1 | 0 | 2.625 | 2.525 | 2.525 | opened
| SS 110/10 kv Lutoshkino | 2,5+2,5 | 5 | 0.2728 | 0.5 | 60 | -0.2272 | 0 | 2.625 | 2.8522 | 2.8522 | opened |  | SS 110/10 kv Lutoshkino | 2,5+2,5 |  | 0.2728 | 0.5 | 60 | -0.2272 | 0 | 2.625 | 2.8522 | 2.8522 | opened
| SS 110/10 kv Krugloe | 2,5+2,5 | 5 | 0.62 | 0.5 | 60 | 0.12 | 0 | 2.625 | 2.505 | 2.505 | opened |  | SS 110/10 kv Krugloe | 2,5+2,5 |  | 0.62 | 0.5 | 60 | 0.12 | 0 | 2.625 | 2.505 | 2.505 | opened
| SS 110/10/6 kv Yugo-Zapadnaya | 40+40 | 80 | 45.62 | 4.5 | 30 | 41.12 | 0 | 42 | 0.88 | 0.88 | * |  | SS 110/10/6 kv Yugo-Zapadnaya | 40+40 | 11 | 56.62 | 4.5 | 30 | 52.12 | 0 | 42 | -10.12 | -10.12 | closed
| SS 110/6 kv Privokzalnaya | 20+20+25 | 65 | 49.71 | 1.38 | 30 | 48.33 | 0 | 42 | -6.33 | -6.33 | closed |  | SS 110/6 kv Privokzalnaya | 20+20+25 | 5.634 | 55.344 | 1.38 | 30 | 53.964 | 0 | 42 | -11.964 | -11.964 | closed
| SS 110/10/6 kv Yuzhnaya | 40+40 | 80 | 43.07 | 6 | 30 | 37.07 | 0 | 42 | 4.93 | 4.93 | * |  | SS 110/10/6 kv Yuzhnaya | 40+40 | 4.778 | 47.848 | 6 | 30 | 41.848 | 0 | 42 | 0.152 | 0.152 | *
| SS 110/6 kv Sitovka | 10+10 | 20 | 4.1 | 1.29 | 30 | 2.81 | 0 | 10.5 | 7.69 | 7.69 | * |  | SS 110/6 kv Sitovka | 10+10 |  | 4.1 | 1.29 | 30 | 2.81 | 0 | 10.5 | 7.69 | 7.69 | *
| SS 110/6 kv LTP | 6,3+10 | 16.3 | 2.33 | 0 | 0 | 2.33 | 0 | 6.615 | 4.285 | 4.285 | * |  | SS 110/6 kv LTP | 6,3+10 |  | 2.33 | 0 | 0 | 2.33 | 0 | 6.615 | 4.285 | 4.285 | *
| SS 110/6 kv KPD | 10+10 | 20 | 2.31 | 0 | 0 | 2.31 | 0 | 10.5 | 8.19 | 8.19 | * |  | SS 110/6 kv KPD | 10+10 | 1.78 | 4.09 | 0 | 0 | 4.09 | 0 | 10.5 | 6.41 | 6.41 | *
| SS 110/10 kv Oktyabskaya | 40+40 | 80 | 19.12 | 4 | 30 | 15.12 | 0 | 42 | 26.88 | 26.88 | * |  | SS 110/10 kv Oktyabskaya | 40+40 | 12.092 | 31.212 | 4 | 30 | 27.212 | 0 | 42 | 14.788 | 14.788 | *
| SS 110/10 kv Universitetskaya | 40+40 |  | 0 | 0 | 0 | 0 | 0 | 42 | 42 | 42 | opened |  | SS 110/10 kv Universitetskaya | 40+40 | 42.205 | 42.205 | 0 | 0 | 42.205 | 0 | 42 | -0.205 | -0.205 | closed
| SS 110/6 kv Teplichnaya | 15+15 | 30 | 7.58 | 0 | 0 | 7.58 | 0 | 15.75 | 8.17 | 8.17 | * |  | SS 110/6 kv Teplichnaya | 15+15 | 0.209 | 7.789 | 0 | 0 | 7.789 | 0 | 15.75 | 7.961 | 7.961 | *
| SS 110/6 kv GPP-2 LTZ | 63+63 | 126 | 12.14 | 0 | 0 | 12.14 | 0 | 66.15 | 54.01 | 54.01 | * |  | SS 110/6 kv GPP-2 LTZ | 63+63 | 2.32 | 14.46 | 0 | 0 | 14.46 | 0 | 66.15 | 51.69 | 51.69 | *
| SS 35/10 kv Avangard | 4+4 | 8 | 1.1 | 1.2 | 110 | -0.1 | 0 | 4.2 | 4.3 | 4.3 | opened |  | SS 35/10 kv Avangard | 4+4 | 0.008 | 1.108 | 1.2 | 110 | -0.092 | 0 | 4.2 | 4.292 | 4.292 | opened
| SS 35/10 kv Afanasysevo | 2,5+2,5 | 5 | 1.81 | 0 | 0 | 1.81 | 0 | 2.625 | 0.815 | 0.815 | opened |  | SS 35/10 kv Afanasysevo | 2,5+2,5 | 0.038 | 1.848 | 0 | 0 | 1.848 | 0 | 2.625 | 0.777 | 0.777 | opened
| SS 35/10 kv Babarykino | 2,5+2,5 | 5 | 1.07 | 1.4 | 120 | -0.33 | 0 | 2.625 | 2.955 | 2.955 | opened |  | SS 35/10 kv Babarykino | 2,5+2,5 |  | 1.07 | 1.4 | 120 | -0.33 | 0 | 2.625 | 2.955 | 2.955 | opened
| SS 35/10 kv Avrora | 2,5+2,5 | 5 | 0.88 | 1.2 | 110 | -0.32 | 0 | 2.625 | 2.945 | 2.945 | opened |  | SS 35/10 kv Avrora | 2,5+2,5 | 0.282 | 1.162 | 1.2 | 110 | -0.038 | 0 | 2.625 | 2.663 | 2.663 | opened
| SS 35/10 kv B.Boyovka | 2,5+2,5 | 5 | 0.36 | 1.5 | 120 | -1.14 | 0 | 2.625 | 3.765 | 3.765 | opened |  | SS 35/10 kv B.Boyovka | 2,5+2,5 |  | 0.36 | 1.5 | 120 | -1.14 | 0 | 2.625 | 3.765 | 3.765 | opened
| SS 35/10 kv Borki | 2,5+2,5 | 5 | 0.85 | 0 | 0 | 0.85 | 0 | 2.625 | 1.775 | 1.775 | opened |  | SS 35/10 kv Borki | 2,5+2,5 |  | 0.85 | 0 | 0 | 0.85 | 0 | 2.625 | 1.775 | 1.775 | opened
| SS 35/6kv Vostochnaya | 10+16 | 26 | 8.72 | 4.8 | 20 | 3.92 | 0 | 10.5 | 6.58 | 6.58 | opened |  | SS 35/6kv Vostochnaya | 10+16 | 2 | 10.72 | 4.8 | 20 | 5.92 | 0 | 10.5 | 4.58 | 4.58 | opened
| SS 35/10 kv Vasilyevka | 2,5+2,5 | 5 | 0.52 | 1.5 | 90 | -0.98 | 0 | 2.625 | 3.605 | 3.605 | opened |  | SS 35/10 kv Vasilyevka | 2,5+2,5 |  | 0.52 | 1.5 | 90 | -0.98 | 0 | 2.625 | 3.605 | 3.605 | opened
| SS 35/10 kv Voronets | 4+4 | 8 | 2.15 | 1.2 | 110 | 0.95 | 0 | 4.2 | 3.25 | 3.25 | opened |  | SS 35/10 kv Voronets | 4+4 |  | 2.15 | 1.2 | 110 | 0.95 | 0 | 4.2 | 3.25 | 3.25 | opened
| SS 35/6 kv Golikovo | 1,8+1,6 | 3.4 | 0.11 | 0 | 0 | 0.11 | 0 | 1.68 | 1.57 | 1.57 | opened |  | SS 35/6 kv Golikovo | 1,8+1,6 |  | 0.11 | 0 | 0 | 0.11 | 0 | 1.68 | 1.57 | 1.57 | opened
| SS 35/10 kv Gatishche | 2,5+2,5 | 5 | 0.45 | 0 | 0 | 0.45 | 0 | 2.625 | 2.175 | 2.175 | opened |  | SS 35/10 kv Gatishche | 2,5+2,5 |  | 0.45 | 0 | 0 | 0.45 | 0 | 2.625 | 2.175 | 2.175 | opened
| SS 35/10 kv Gnilusha | 6,3+6,3 | 12.6 | 1.36 | 1.2 | 120 | 0.16 | 0 | 6.615 | 6.455 | 6.455 | opened |  | SS 35/10 kv Gnilusha | 6,3+6,3 | 0.601 | 1.961 | 1.2 | 120 | 0.761 | 0 | 6.615 | 5.854 | 5.854 | opened
| SS 35/10kv Gryzlovo | 2,5+2,5 | 5 | 0.54 | 0.8 | 110 | -0.26 | 0 | 2.625 | 2.885 | 2.885 | opened |  | SS 35/10kv Gryzlovo | 2,5+2,5 |  | 0.54 | 0.8 | 110 | -0.26 | 0 | 2.625 | 2.885 | 2.885 | opened
| SS 35/10 kv Zhernovnoe | 2,5+2,5 | 5 | 0.62 | 1.5 | 100 | -0.88 | 0 | 2.625 | 3.505 | 3.505 | opened |  | SS 35/10 kv Zhernovnoe | 2,5+2,5 |  | 0.62 | 1.5 | 100 | -0.88 | 0 | 2.625 | 3.505 | 3.505 | opened
| SS 35/10 kv Zadonsk-selsk. | 3,2+1,6 | 4.8 | 2.35 | 0 | 0 | 2.35 | 0 | 1.68 | -0.67 | -0.67 | closed |  | SS 35/10 kv Zadonsk-selsk. | 3,2+1,6 | 0.008 | 2.358 | 0 | 0 | 2.358 | 0 | 1.68 | -0.678 | -0.678 | closed
| SS 35/10 kv Zakharovka | 2,5+2,5 | 5 | 0.42 | 0.8 | 60 | -0.38 | 0 | 2.625 | 3.005 | 3.005 | opened |  | SS 35/10 kv Zakharovka | 2,5+2,5 |  | 0.42 | 0.8 | 60 | -0.38 | 0 | 2.625 | 3.005 | 3.005 | opened
| SS 35/10 kv Kazaki | 4+4 | 8 | 2.84 | 0 | 0 | 2.84 | 0 | 4.2 | 1.36 | 1.36 | opened |  | SS 35/10 kv Kazaki | 4+4 |  | 2.84 | 0 | 0 | 2.84 | 0 | 4.2 | 1.36 | 1.36 | opened
| SS 35/10 kv Kolesovo | 6,3+6,3 | 12.6 | 1.38 | 1.5 | 90 | -0.12 | 0 | 6.615 | 6.735 | 6.735 | opened |  | SS 35/10 kv Kolesovo | 6,3+6,3 | 0.322 | 1.702 | 1.5 | 90 | 0.202 | 0 | 6.615 | 6.413 | 6.413 | opened
| SS 35/10 kv Knyazevo | 2,5+2,5 | 5 | 0.43 | 0 | 0 | 0.43 | 0 | 2.625 | 2.195 | 2.195 | opened |  | SS 35/10 kv Knyazevo | 2,5+2,5 |  | 0.43 | 0 | 0 | 0.43 | 0 | 2.625 | 2.195 | 2.195 | opened
| SS 35/10 kv Kirillovo | 2,5+2,5 | 5 | 0.42 | 1.5 | 70 | -1.08 | 0 | 2.625 | 3.705 | 3.705 | opened |  | SS 35/10 kv Kirillovo | 2,5+2,5 |  | 0.42 | 1.5 | 70 | -1.08 | 0 | 2.625 | 3.705 | 3.705 | opened
| SS 35/10 kv Ksizovo | 2,5+2,5 | 5 | 0.32 | 0 | 0 | 0.32 | 0 | 2.625 | 2.305 | 2.305 | opened |  | SS 35/10 kv Ksizovo | 2,5+2,5 |  | 0.32 | 0 | 0 | 0.32 | 0 | 2.625 | 2.305 | 2.305 | opened
| SS 35/10 kv Lamskoe | 2,5+2,5 | 5 | 1.98 | 1.2 | 100 | 0.78 | 0 | 2.625 | 1.845 | 1.845 | opened |  | SS 35/10 kv Lamskoe | 2,5+2,5 |  | 1.98 | 1.2 | 100 | 0.78 | 0 | 2.625 | 1.845 | 1.845 | opened
| SS 35/10 kv Kazachye | 2,5+2,5 | 5 | 0.29 | 0 | 0 | 0.29 | 0 | 2.625 | 2.335 | 2.335 | opened |  | SS 35/10 kv Kazachye | 2,5+2,5 | 0.388 | 0.678 | 0 | 0 | 0.678 | 0 | 2.625 | 1.947 | 1.947 | opened
| SS 35/10 kv Lebyazhye | 2,5+1,6 | 4.1 | 0.44 | 0 | 0 | 0.44 | 0 | 1.68 | 1.24 | 1.24 | opened |  | SS 35/10 kv Lebyazhye | 2,5+1,6 |  | 0.44 | 0 | 0 | 0.44 | 0 | 1.68 | 1.24 | 1.24 | opened
| SS 35/10 kv Lomovets | 1,6+2,5 | 4.1 | 0.24 | 0 | 0 | 0.24 | 0 | 1.68 | 1.44 | 1.44 | opened |  | SS 35/10 kv Lomovets | 1,6+2,5 |  | 0.24 | 0 | 0 | 0.24 | 0 | 1.68 | 1.44 | 1.44 | opened
| SS 35/10 kv Olshanets | 2,5+4 | 6.5 | 1.27 | 0 | 0 | 1.27 | 0 | 2.625 | 1.355 | 1.355 | opened |  | SS 35/10 kv Olshanets | 2,5+4 |  | 1.27 | 0 | 0 | 1.27 | 0 | 2.625 | 1.355 | 1.355 | opened
| SS 35/10 kv Ploskoe | 4+4 | 8 | 3.76 | 3 | 70 | 0.76 | 0 | 4.2 | 3.44 | 3.44 | opened |  | SS 35/10 kv Ploskoe | 4+4 | 0.026 | 3.786 | 3 | 70 | 0.786 | 0 | 4.2 | 3.414 | 3.414 | opened
| SS 35/10 kv Stegalovka | 2,5+3,2 | 5.7 | 0.66 | 1.1 | 70 | -0.44 | 0 | 2.625 | 3.065 | 3.065 | opened |  | SS 35/10 kv Stegalovka | 2,5+3,2 |  | 0.66 | 1.1 | 70 | -0.44 | 0 | 2.625 | 3.065 | 3.065 | opened
| SS 35/10 kv Solidarnost | 4+4 | 8 | 1.3 | 1.2 | 70 | 0.1 | 0 | 4.2 | 4.1 | 4.1 | opened |  | SS 35/10 kv Solidarnost | 4+4 |  | 1.3 | 1.2 | 70 | 0.1 | 0 | 4.2 | 4.1 | 4.1 | opened
| SS 35/10 kv Timiryazevo | 4+4 | 8 | 0.92 | 0.8 | 45 | 0.12 | 0 | 4.2 | 4.08 | 4.08 | opened |  | SS 35/10 kv Timiryazevo | 4+4 |  | 0.92 | 0.8 | 45 | 0.12 | 0 | 4.2 | 4.08 | 4.08 | opened
| SS 35/10 kv Talitsa | 2,5+2,5 | 5 | 1.55 | 1.5 | 110 | 0.05 | 0 | 2.625 | 2.575 | 2.575 | opened |  | SS 35/10 kv Talitsa | 2,5+2,5 | 0.007 | 1.557 | 1.5 | 110 | 0.057 | 0 | 2.625 | 2.568 | 2.568 | opened
| SS 35/10 kv the II Terbuny | 2,5+2,5 | 5 | 0.79 | 0 | 0 | 0.79 | 0 | 2.625 | 1.835 | 1.835 | opened |  | SS 35/10 kv the II Terbuny | 2,5+2,5 | 1.07 | 1.86 | 0 | 0 | 1.86 | 0 | 2.625 | 0.765 | 0.765 | opened
| SS 35/10 kv Tikhii Don | 4+4 | 8 | 0.45 | 0.8 | 50 | -0.35 | 0 | 4.2 | 4.55 | 4.55 | opened |  | SS 35/10 kv Tikhii Don | 4+4 |  | 0.45 | 0.8 | 50 | -0.35 | 0 | 4.2 | 4.55 | 4.55 | opened
| SS 35/10 kv Khitrovo | 6,3+6,3 | 12.6 | 0.36 | 0 | 0 | 0.36 | 0 | 6.615 | 6.255 | 6.255 | opened |  | SS 35/10 kv Khitrovo | 6,3+6,3 |  | 0.36 | 0 | 0 | 0.36 | 0 | 6.62 | 6.26 | 6.26 | opened
| SS 35/10 kv Chernava | 2,5+2,5 | 5 | 2.02 | 0 | 0 | 2.02 | 0 | 2.625 | 0.605 | 0.605 | opened |  | SS 35/10 kv Chernava | 2,5+2,5 | 0.015 | 2.035 | 0 | 0 | 2.035 | 0 | 2.625 | 0.59 | 0.59 | opened
| SS 35/10 kv Chernoles | 2,5+2,5 | 5 | 0.18 | 0 | 0 | 0.18 | 0 | 2.625 | 2.445 | 2.445 | opened |  | SS 35/10 kv Chernoles | 2,5+2,5 | 0.007 | 0.187 | 0 | 0 | 0.187 | 0 | 2.625 | 2.438 | 2.438 | opened
| SS 35/6 kv SS No. 5 | 6,3+3,2 | 9.5 | 0.48 | 0 | 0 | 0.48 | 0 | 3.36 | 2.88 | 2.88 | opened |  | SS 35/6 kv SS No. 5 | 6,3+3,2 |  | 0.48 | 0 | 0 | 0.48 | 0 | 3.36 | 2.88 | 2.88 | opened
| SS 35/10 kv Krasnoe | 4+4 | 8 | 3.51 | 1 | 120 | 2.51 | 0 | 4.2 | 1.69 | 1.69 | opened |  | SS 35/10 kv Krasnoe | 4+4 |  | 3.51 | 1 | 120 | 2.51 | 0 | 4.2 | 1.69 | 1.69 | opened
| SS 35/10 kv Tyoploe | 2,5+2,5 | 5 | 1.35 | 1 | 60 | 0.35 | 0 | 2.625 | 2.275 | 2.275 | opened |  | SS 35/10 kv Tyoploe | 2,5+2,5 |  | 1.35 | 1 | 60 | 0.35 | 0 | 2.625 | 2.275 | 2.275 | opened
| SS 35/10 kv Dankov-selskaya | 6,3+4 | 10.3 | 5.61 | 2 | 120 | 3.61 | 0 | 4.2 | 0.59 | 0.59 | opened |  | SS 35/10 kv Dankov-selskaya | 6,3+4 | 0.61 | 6.22 | 2 | 120 | 4.22 | 0 | 4.2 | -0.02 | -0.02 | opened
| SS 35/10 kv Kolybelskaya | 2,5+2,5 | 5 | 1.13 | 0 | 0 | 1.13 | 0 | 2.625 | 1.495 | 1.495 | opened |  | SS 35/10 kv Kolybelskaya | 2,5+2,5 |  | 1.13 | 0 | 0 | 1.13 | 0 | 2.625 | 1.495 | 1.495 | opened
| SS 35/10 kv Topki | 2,5+2,5 | 5 | 0.52 | 0.5 | 60 | 0.02 | 0 | 2.625 | 2.605 | 2.605 | opened |  | SS 35/10 kv Topki | 2,5+2,5 |  | 0.52 | 0.5 | 60 | 0.02 | 0 | 2.625 | 2.605 | 2.605 | opened
| SS 35/10 kv Agronom | 4+6,3 | 10.3 | 2.02 | 1 | 120 | 1.02 | 0 | 4.2 | 3.18 | 3.18 | opened |  | SS 35/10 kv Agronom | 4+6,3 |  | 2.02 | 1 | 120 | 1.02 | 0 | 4.2 | 3.18 | 3.18 | opened
| SS 35/10 kv Troekurovo-sovkhoznaya | 2,5+2,5 | 5 | 2.14 | 0.5 | 60 | 1.64 | 0 | 2.625 | 0.985 | 0.985 | opened |  | SS 35/10 kv Troekurovo-sovkhoznaya | 2,5+2,5 | 0.021 | 2.161 | 0.5 | 60 | 1.661 | 0 | 2.625 | 0.964 | 0.964 | opened
| SS 35/10 kv Gagarino | 1,8+1,8 | 3.6 | 0.45 | 0.5 | 120 | -0.05 | 0 | 1.89 | 1.94 | 1.94 | opened |  | SS 35/10 kv Gagarino | 1,8+1,8 |  | 0.45 | 0.5 | 120 | -0.05 | 0 | 1.89 | 1.94 | 1.94 | opened
| SS 35/10 kv Ranenburg | 1,6+1,6 | 3.2 | 1.95 | 0.5 | 60 | 1.45 | 0 | 1.68 | 0.23 | 0.23 | opened |  | SS 35/10 kv Ranenburg | 1,6+1,6 | 0.177 | 2.127 | 0.5 | 60 | 1.627 | 0 | 1.68 | 0.053 | 0.053 | opened
| SS 35/10 kv Sergievka | 2,5+2,5 | 5 | 0.44 | 0.5 | 60 | -0.06 | 0 | 2.625 | 2.685 | 2.685 | opened |  | SS 35/10 kv Sergievka | 2,5+2,5 |  | 0.44 | 0.5 | 60 | -0.06 | 0 | 2.625 | 2.685 | 2.685 | opened
| SS 35/10 kv Drezgalovo | 1,6+1,6 | 3.2 | 0.37 | 0.5 | 60 | -0.13 | 0 | 1.68 | 1.81 | 1.81 | opened |  | SS 35/10 kv Drezgalovo | 1,6+1,6 | 0.015 | 0.385 | 0.5 | 60 | -0.115 | 0 | 1.68 | 1.795 | 1.795 | opened
| SS 35/10 kv Dolgoe | 2,5+2,5 | 5 | 0.29 | 0 | 0 | 0.29 | 0 | 2.625 | 2.335 | 2.335 | opened |  | SS 35/10 kv Dolgoe | 2,5+2,5 |  | 0.29 | 0 | 0 | 0.29 | 0 | 2.625 | 2.335 | 2.335 | opened
| SS 35/10 kv Voskresenovka | 1,6+1,6 | 3.2 | 0.67 | 0 | 0 | 0.67 | 0 | 1.68 | 1.01 | 1.01 | opened |  | SS 35/10 kv Voskresenovka | 1,6+1,6 |  | 0.67 | 0 | 0 | 0.67 | 0 | 1.68 | 1.01 | 1.01 | opened
| SS 35/10 kv Saprykino | 1,6+2,5 | 4.1 | 0.58 | 0 | 0 | 0.58 | 0 | 1.68 | 1.1 | 1.1 | opened |  | SS 35/10 kv Saprykino | 1,6+2,5 | 0.011 | 0.591 | 0 | 0 | 0.591 | 0 | 1.68 | 1.089 | 1.089 | opened
| SS 35/10 kv Nopolyanye | 2,5+2,5 | 5 | 0.63 | 0 | 0 | 0.63 | 0 | 2.625 | 1.995 | 1.995 | opened |  | SS 35/10 kv Nopolyanye | 2,5+2,5 |  | 0.63 | 0 | 0 | 0.63 | 0 | 2.625 | 1.995 | 1.995 | opened
| SS 35/10 kv Vednoe | 2,5+2,5 | 5 | 1.15 | 0.5 | 180 | 0.65 | 0 | 2.625 | 1.975 | 1.975 | opened |  | SS 35/10 kv Vednoe | 2,5+2,5 |  | 1.15 | 0.5 | 180 | 0.65 | 0 | 2.625 | 1.975 | 1.975 | opened
| SS 35/10 kv Bigildino | 2,5+2,5 | 5 | 1.3 | 0.5 | 60 | 0.8 | 0 | 2.625 | 1.825 | 1.825 | opened |  | SS 35/10 kv Bigildino | 2,5+2,5 |  | 1.3 | 0.5 | 60 | 0.8 | 0 | 2.625 | 1.825 | 1.825 | opened
| SS 35/10 kv Kultura | 2,5+2,5 | 5 | 1.1 | 0.5 | 60 | 0.6 | 0 | 2.625 | 2.025 | 2.025 | opened |  | SS 35/10 kv Kultura | 2,5+2,5 |  | 1.1 | 0.5 | 60 | 0.6 | 0 | 2.625 | 2.025 | 2.025 | opened
| SS 35/10 kv Baryatino | 2,5+2,5 | 5 | 0.48 | 0 | 0 | 0.48 | 0 | 2.625 | 2.145 | 2.145 | opened |  | SS 35/10 kv Baryatino | 2,5+2,5 |  | 0.48 | 0 | 0 | 0.48 | 0 | 2.625 | 2.145 | 2.145 | opened
| SS 35/10 kv B.Popovo | 2,5+2,5 | 5 | 1.81 | 0.5 | 60 | 1.31 | 0 | 2.625 | 1.315 | 1.315 | opened |  | SS 35/10 kv B.Popovo | 2,5+2,5 |  | 1.81 | 0.5 | 60 | 1.31 | 0 | 2.625 | 1.315 | 1.315 | opened
| SS 35/10 kv B. Izbishchi | 2,5+2,5 | 5 | 1.8 | 0.5 | 60 | 1.3 | 0 | 2.625 | 1.325 | 1.325 | opened |  | SS 35/10 kv B. Izbishchi | 2,5+2,5 | 0.75 | 2.55 | 0.5 | 60 | 2.05 | 0 | 2.625 | 0.575 | 0.575 | opened
| SS 35/10 kv Polibino | 2,5+2,5 | 5 | 0.36 | 0 | 0 | 0.36 | 0 | 2.625 | 2.265 | 2.265 | opened |  | SS 35/10 kv Polibino | 2,5+2,5 |  | 0.36 | 0 | 0 | 0.36 | 0 | 2.625 | 2.265 | 2.265 | opened
| SS 35/10 kv Dubrava | 2,5+2,5 | 5 | 0.15 | 0 | 0 | 0.15 | 0 | 2.625 | 2.475 | 2.475 | opened |  | SS 35/10 kv Dubrava | 2,5+2,5 |  | 0.15 | 0 | 0 | 0.15 | 0 | 2.625 | 2.475 | 2.475 | opened
| SS 35/10 kv Khrushchevo | 2,5+2,5 | 5 | 0.47 | 0 | 0 | 0.47 | 0 | 2.625 | 2.155 | 2.155 | opened |  | SS 35/10 kv Khrushchevo | 2,5+2,5 |  | 0.47 | 0 | 0 | 0.47 | 0 | 2.625 | 2.155 | 2.155 | opened
| SS 35/10 kv B. Verkh | 2,5+2,5 | 5 | 1.01 | 0.5 | 120 | 0.51 | 0 | 2.625 | 2.115 | 2.115 | opened |  | SS 35/10 kv B. Verkh | 2,5+2,5 |  | 1.01 | 0.5 | 120 | 0.51 | 0 | 2.625 | 2.115 | 2.115 | opened
| SS 35/10 kv Golovinshchino | 2,5+2,5 | 5 | 0.55 | 0 | 0 | 0.55 | 0 | 2.625 | 2.075 | 2.075 | opened |  | SS 35/10 kv Golovinshchino | 2,5+2,5 |  | 0.55 | 0 | 0 | 0.55 | 0 | 2.625 | 2.075 | 2.075 | opened
| SS 35/10 kv Yablonevoe | 2,5+2,5 | 5 | 0.59 | 0 | 0 | 0.59 | 0 | 2.625 | 2.035 | 2.035 | opened |  | SS 35/10 kv Yablonevoe | 2,5+2,5 |  | 0.59 | 0 | 0 | 0.59 | 0 | 2.625 | 2.035 | 2.035 | opened
| SS 35/10 kv Politovo | 2,5+2,5 | 5 | 1.06 | 0 | 0 | 1.06 | 0 | 2.625 | 1.565 | 1.565 | opened |  | SS 35/10 kv Politovo | 2,5+2,5 |  | 1.06 | 0 | 0 | 1.06 | 0 | 2.625 | 1.565 | 1.565 | opened
| SS 35/10 kv Complex | 4+4 | 8 | 0.91 | 1 | 120 | -0.09 | 0 | 4.2 | 4.29 | 4.29 | opened |  | SS 35/10 kv Complex | 4+4 |  | 0.91 | 1 | 120 | -0.09 | 0 | 4.2 | 4.29 | 4.29 | opened
| SS 35/10 kv No.1 | 4+4 | 8 | 3.38 | 0 | 0 | 3.38 | 0 | 4.2 | 0.82 | 0.82 | opened |  | SS 35/10 kv No.1 | 4+4 | 0.176 | 3.556 | 0 | 0 | 3.556 | 0 | 4.2 | 0.644 | 0.644 | opened
| SS 35/6 kv No. 2 | 1+1+1 | 3 | 3.49 | 0 | 0 | 3.49 | 0 | 1.05 | -2.44 | -2.44 | closed |  | SS 35/6 kv No. 2 | 1+1+1 | 0.234 | 3.724 | 0 | 0 | 3.724 | 0 | 1.05 | -2.674 | -2.674 | closed
| SS 35/10 kv No. 3 | 2,5+2,5 | 5 | 1.26 | 0.46 | 90 | 0.8 | 0 | 2.625 | 1.825 | 1.825 | * |  | SS 35/10 kv No. 3 | 2,5+2,5 | 1.665 | 2.925 | 0.46 | 90 | 2.465 | 0 | 2.625 | 0.16 | 0.16 | *
| SS 35/6 kv No. 4 | 4+4 | 8 | 2.63 | 0 | 0 | 2.63 | 0 | 4.2 | 1.57 | 1.57 | * |  | SS 35/6 kv No. 4 | 4+4 | 0.032 | 2.662 | 0 | 0 | 2.662 | 0 | 4.2 | 1.538 | 1.538 | *
| SS 35/6 kv Gryazi-gorod | 6,3+5,6 | 11.9 | 4.5 | 0 | 0 | 4.5 | 0 | 5.88 | 1.38 | 1.38 | opened |  | SS 35/6 kv Gryazi-gorod | 6,3+5,6 | 0.456 | 4.956 | 0 | 0 | 4.956 | 0 | 5.88 | 0.924 | 0.924 | opened
| SS 35/10 kv Butyrki | 5,6+4 | 9.6 | 7.13 | 1.6 | 100 | 5.53 | 0 | 4.2 | -1.33 | -1.33 | closed |  | SS 35/10 kv Butyrki | 5,6+4 | 0.454 | 7.584 | 1.6 | 100 | 5.984 | 0 | 4.2 | -1.784 | -1.784 | closed
| SS 35/10 kv Yarlukovo | 3,2+4 | 7.2 | 3.4 | 1.5 | 80 | 1.9 | 0 | 3.36 | 1.46 | 1.46 | opened |  | SS 35/10 kv Yarlukovo | 3,2+4 | 0.212 | 3.612 | 1.5 | 80 | 2.112 | 0 | 3.36 | 1.248 | 1.248 | opened
| SS 35/10 kv Knyazhya Baygora | 1,6+1,6 | 3.2 | 0.49 | 0.22 | 70 | 0.27 | 0 | 1.68 | 1.41 | 1.41 | opened |  | SS 35/10 kv Knyazhya Baygora | 1,6+1,6 |  | 0.49 | 0.22 | 70 | 0.27 | 0 | 1.68 | 1.41 | 1.41 | opened
| SS 35/10 kv Pravda | 4+2,5 | 6.5 | 1.03 | 2.06 | 100 | -1.03 | 0 | 2.625 | 3.655 | 3.655 | opened |  | SS 35/10 kv Pravda | 4+2,5 |  | 1.03 | 2.06 | 100 | -1.03 | 0 | 2.625 | 3.655 | 3.655 | opened
| SS 35/10 kv Krasnaya Dubrava | 2,5+2,5 | 5 | 0.63 | 0.18 | 70 | 0.45 | 0 | 2.625 | 2.175 | 2.175 | opened |  | SS 35/10 kv Krasnaya Dubrava | 2,5+2,5 |  | 0.63 | 0.18 | 70 | 0.45 | 0 | 2.625 | 2.175 | 2.175 | opened
| SS 35/10 kv Matyra | 4+3,2 | 7.2 | 4.68 | 0 | 0 | 4.68 | 0 | 3.36 | -1.32 | -1.32 | closed |  | SS 35/10 kv Matyra | 4+3,2 | 0.208 | 4.888 | 0 | 0 | 4.888 | 0 | 3.36 | -1.528 | -1.528 | closed
| SS 35/10 kv Vperyod | 4+4 | 8 | 0.88 | 0.32 | 80 | 0.56 | 0 | 4.2 | 3.64 | 3.64 | opened |  | SS 35/10 kv Vperyod | 4+4 | 0.045 | 0.925 | 0.32 | 80 | 0.605 | 0 | 4.2 | 3.595 | 3.595 | opened
| SS 35/10 kv Maley | 4+2,5 | 6.5 | 0.48 | 0.12 | 70 | 0.36 | 0 | 2.625 | 2.265 | 2.265 | opened |  | SS 35/10 kv Maley | 4+2,5 | 0.016 | 0.496 | 0.12 | 70 | 0.376 | 0 | 2.625 | 2.249 | 2.249 | opened
| SS 35/10 kv SKhТ | 2,5+1,6 | 4.1 | 0.96 | 0.8 | 90 | 0.16 | 0 | 1.68 | 1.52 | 1.52 | opened |  | SS 35/10 kv SKhТ | 2,5+1,6 | 0.695 | 1.655 | 0.8 | 90 | 0.855 | 0 | 1.68 | 0.825 | 0.825 | opened
| SS 35/10 kv Soshki | 4+4 | 8 | 0.8 | 0.2 | 80 | 0.6 | 0 | 4.2 | 3.6 | 3.6 | opened |  | SS 35/10 kv Soshki | 4+4 | 0.005 | 0.805 | 0.2 | 80 | 0.605 | 0 | 4.2 | 3.595 | 3.595 | opened
| SS 35/6 kv Tavolzhanka | 4+4 | 8 | 3.67 | 0 | 0 | 3.67 | 0 | 4.2 | 0.53 | 0.53 | opened |  | SS 35/6 kv Tavolzhanka | 4+4 | 0.794 | 4.464 | 0 | 0 | 4.464 | 0 | 4.2 | -0.264 | -0.264 | closed
| SS 35/10 kv Trubetchino | 2,5+2,5 | 5 | 1.71 | 0 | 0 | 1.71 | 0 | 2.625 | 0.915 | 0.915 | * |  | SS 35/10 kv Trubetchino | 2,5+2,5 | 0.395 | 2.105 | 0 | 0 | 2.105 | 0 | 2.625 | 0.52 | 0.52 | opened
| SS 35/10 kv Ratchino | 2,5+2,5 | 5 | 1.11 | 0.12 | 70 | 0.99 | 0 | 2.625 | 1.635 | 1.635 | * |  | SS 35/10 kv Ratchino | 2,5+2,5 | 0.125 | 1.235 | 0.12 | 70 | 1.115 | 0 | 2.625 | 1.51 | 1.51 | *
| SS 35/10 kv Kalikino | 3,2+3,2 | 6.4 | 1.94 | 0.42 | 80 | 1.52 | 0 | 3.36 | 1.84 | 1.84 | * |  | SS 35/10 kv Kalikino | 3,2+3,2 |  | 1.94 | 0.42 | 80 | 1.52 | 0 | 3.36 | 1.84 | 1.84 | *
| SS 35/10 kv Borisovka | 4+2,5 | 6.5 | 2.74 | 0 | 0 | 2.74 | 0 | 2.625 | -0.115 | -0.115 | closed |  | SS 35/10 kv Borisovka | 4+2,5 | 0.419 | 3.159 | 0 | 0 | 3.159 | 0 | 2.625 | -0.534 | -0.534 | closed
| SS 35/10 kv Vvedenka | 4+4 | 8 | 4 | 0.14 | 70 | 3.86 | 0 | 4.2 | 0.34 | 0.34 | * |  | SS 35/10 kv Vvedenka | 4+4 | 1.369 | 5.369 | 0.14 | 70 | 5.229 | 0 | 4.2 | -1.029 | -1.029 | closed
| SS 35/10 kv Gryaznoe | 4+4 | 8 | 1.16 | 0 | 0 | 1.16 | 0 | 4.2 | 3.04 | 3.04 | * |  | SS 35/10 kv Gryaznoe | 4+4 | 0.548 | 1.708 | 0 | 0 | 1.708 | 0 | 4.2 | 2.492 | 2.492 | *
| SS 35/10 kv Borino | 4+4 | 8 | 4.24 | 1.2 | 90 | 3.04 | 0 | 4.2 | 1.16 | 1.16 | * |  | SS 35/10 kv Borino | 4+4 | 0.33 | 4.57 | 1.2 | 90 | 3.37 | 0 | 4.2 | 0.83 | 0.83 | *
| SS 35/10 kv Chastaya Dubrava | 2,5+2,5 | 5 | 1.6 | 1.88 | 100 (45) | -0.28 | 0 | 2.625 | 2.905 | 2.905 | * |  | SS 35/10 kv Chastaya Dubrava | 2,5+2,5 | 3.085 | 4.685 | 1.88 | 100 (45) | 2.805 | 0 | 2.625 | -0.18 | -0.18 | closed
| SS 35/10 kv Troitskaya | 2,5+4 | 6.5 | 2.33 | 0.6 | 70 | 1.73 | 0 | 2.625 | 0.895 | 0.895 | * |  | SS 35/10 kv Troitskaya | 2,5+4 | 0.026 | 2.356 | 0.6 | 70 | 1.756 | 0 | 2.625 | 0.869 | 0.869 | *
| SS 35/6 kv Veshalovka | 2,5+2,5 | 5 | 0.87 | 0 | 0 | 0.87 | 0 | 2.625 | 1.755 | 1.755 | * |  | SS 35/6 kv Veshalovka | 2,5+2,5 |  | 0.87 | 0 | 0 | 0.87 | 0 | 2.625 | 1.755 | 1.755 | *
| SS 35/10 kv Pruzhinki | 2,5+2,5 | 5 | 0.6 | 0 | 0 | 0.6 | 0 | 2.625 | 2.025 | 2.025 | * |  | SS 35/10 kv Pruzhinki | 2,5+2,5 | 0.015 | 0.615 | 0 | 0 | 0.615 | 0 | 2.625 | 2.01 | 2.01 | *
| SS 35/10 kv Stebaevo | 2,5+2,5 | 5 | 0.95 | 0.28 | 80 | 0.67 | 0 | 2.625 | 1.955 | 1.955 | * |  | SS 35/10 kv Stebaevo | 2,5+2,5 | 0.015 | 0.965 | 0.28 | 80 | 0.685 | 0 | 2.625 | 1.94 | 1.94 | *
| SS 35/10 kv Khleboprodukty | 6,3+6,3 | 12.6 | 3.52 | 0.6 | 100 | 2.92 | 0 | 6.615 | 3.695 | 3.695 | * |  | SS 35/10 kv Khleboprodukty | 6,3+6,3 | 0.346 | 3.866 | 0.6 | 100 | 3.266 | 0 | 6.615 | 3.349 | 3.349 | *
| SS 35/10 kv Sentsovo | 10+10 | 20 | 5.2 | 0 | 0 | 5.2 | 0 | 10.5 | 5.3 | 5.3 | * |  | SS 35/10 kv Sentsovo | 10+10 | 1.815 | 7.015 | 0 | 0 | 7.015 | 0 | 10.5 | 3.485 | 3.485 | *
| SS 35/10 kv Meet processing factory | 6,3+6,3 | 12.6 | 4.46 | 1.6 | 110 | 2.86 | 0 | 6.62 | 3.76 | 3.76 | * |  | SS 35/10 kv Meet processing factory | 6,3+6,3 | 2.081 | 6.541 | 1.6 | 110 | 4.941 | 0 | 6.62 | 1.679 | 1.679 | *
| SS 35/6 kv Poultry plant | 4+4 | 8 | 1.93 | 0 | 0 | 1.93 | 0 | 4.2 | 2.27 | 2.27 | * |  | SS 35/6 kv Poultry plant | 4+4 | 0.087 | 2.017 | 0 | 0 | 2.017 | 0 | 4.2 | 2.183 | 2.183 | *
| SS 35/6 kv Water intake | 10+10 | 20 | 0.43 | 0 | 0 | 0.43 | 0 | 10.5 | 10.07 | 10.07 | * |  | SS 35/6 kv Water intake | 10+10 | 0.034 | 0.464 | 0 | 0 | 0.464 | 0 | 10.5 | 10.036 | 10.036 | *
| SS 35/10 kv Petrovskaya | 2,5+4 | 6.5 | 1.11 | 1.06 | 90 | 0.05 | 0 | 2.625 | 2.575 | 2.575 | opened |  | SS 35/10 kv Petrovskaya | 2,5+4 |  | 1.11 | 1.06 | 90 | 0.05 | 0 | 2.625 | 2.575 | 2.575 | opened
| SS 35/10 kv Lebedyanka | 2,5+2,5 | 5 | 0.81 | 0.68 | 90 | 0.13 | 0 | 2.625 | 2.495 | 2.495 | opened |  | SS 35/10 kv Lebedyanka | 2,5+2,5 |  | 0.81 | 0.68 | 90 | 0.13 | 0 | 2.625 | 2.495 | 2.495 | opened
| SS 35/10 kv Novocherkutino | 4+4 | 8 | 0.97 | 1.02 | 100 | -0.05 | 0 | 4.2 | 4.25 | 4.25 | opened |  | SS 35/10 kv Novocherkutino | 4+4 | 0.008 | 0.978 | 1.02 | 100 | -0.042 | 0 | 4.2 | 4.242 | 4.242 | opened
| SS 35/10 kv Ivanovka | 2,5+2,5 | 5 | 1.06 | 0 | 0 | 1.06 | 0 | 2.625 | 1.565 | 1.565 | opened |  | SS 35/10 kv Ivanovka | 2,5+2,5 | 0.05 | 1.11 | 0 | 0 | 1.11 | 0 | 2.625 | 1.515 | 1.515 | opened
| SS 35/10 kv Poddubrovka | 2,5+2,5 | 5 | 0.97 | 0 | 0 | 0.97 | 0 | 2.625 | 1.655 | 1.655 | opened |  | SS 35/10 kv Poddubrovka | 2,5+2,5 | 0.037 | 1.007 | 0 | 0 | 1.007 | 0 | 2.625 | 1.618 | 1.618 | opened
| SS 35/10 kv Plavitsa | 1,6+1,6 | 3.2 | 0.91 | 0.46 | 90 | 0.45 | 0 | 1.68 | 1.23 | 1.23 | opened |  | SS 35/10 kv Plavitsa | 1,6+1,6 |  | 0.91 | 0.46 | 90 | 0.45 | 0 | 1.68 | 1.23 | 1.23 | opened
| SS 35/10 kv Parshinovka | 1,6+2,5 | 4.1 | 0.22 | 0 | 0 | 0.22 | 0 | 1.68 | 1.46 | 1.46 | opened |  | SS 35/10 kv Parshinovka | 1,6+2,5 |  | 0.22 | 0 | 0 | 0.22 | 0 | 1.68 | 1.46 | 1.46 | opened
| SS 35/10 kv Talitsky Chamlyk | 3,2+4 | 7.2 | 2.2 | 1.28 | 100 | 0.92 | 0 | 3.36 | 2.44 | 2.44 | opened |  | SS 35/10 kv Talitsky Chamlyk | 3,2+4 | 0.05 | 2.25 | 1.28 | 100 | 0.97 | 0 | 3.36 | 2.39 | 2.39 | opened
| SS 35/10 kv Demshinka | 2,5+2,5 | 5 | 0.27 | 0 | 0 | 0.27 | 0 | 2.625 | 2.355 | 2.355 | opened |  | SS 35/10 kv Demshinka | 2,5+2,5 |  | 0.27 | 0 | 0 | 0.27 | 0 | 2.625 | 2.355 | 2.355 | opened
| SS 35/10 kv Bereznyagovka | 1,6+1,6 | 3.2 | 0.62 | 0.46 | 80 | 0.16 | 0 | 1.68 | 1.52 | 1.52 | opened |  | SS 35/10 kv Bereznyagovka | 1,6+1,6 | 0.011 | 0.631 | 0.46 | 80 | 0.171 | 0 | 1.68 | 1.509 | 1.509 | opened
| SS 35/10 kv Dmitrievka | 2,5+2,5 | 5 | 0.83 | 0 | 0 | 0.83 | 0 | 2.625 | 1.795 | 1.795 | opened |  | SS 35/10 kv Dmitrievka | 2,5+2,5 |  | 0.83 | 0 | 0 | 0.83 | 0 | 2.625 | 1.795 | 1.795 | opened
| SS 35/10 kv Pashkovo | 2,5+2,5 | 5 | 1.89 | 0 | 0 | 1.89 | 0 | 2.625 | 0.735 | 0.735 | opened |  | SS 35/10 kv Pashkovo | 2,5+2,5 | 0.02 | 1.91 | 0 | 0 | 1.91 | 0 | 2.625 | 0.715 | 0.715 | opened
| SS 35/10 kv Moskovka | 1,6+1,6 | 3.2 | 0.77 | 0 | 0 | 0.77 | 0 | 1.68 | 0.91 | 0.91 | opened |  | SS 35/10 kv Moskovka | 1,6+1,6 |  | 0.77 | 0 | 0 | 0.77 | 0 | 1.68 | 0.91 | 0.91 | opened
| SS 35/10 kv Bochinovka | 4+4 | 8 | 3.14 | 1.18 | 90 | 1.96 | 0 | 4.2 | 2.24 | 2.24 | opened |  | SS 35/10 kv Bochinovka | 4+4 | 0.028 | 3.168 | 1.18 | 90 | 1.988 | 0 | 4.2 | 2.212 | 2.212 | opened
| SS 35/10 kv Fyodorovka | 2,5+2,5 | 5 | 0.54 | 0.5 | 70 | 0.04 | 0 | 2.625 | 2.585 | 2.585 | opened |  | SS 35/10 kv Fyodorovka | 2,5+2,5 |  | 0.54 | 0.5 | 70 | 0.04 | 0 | 2.625 | 2.585 | 2.585 | opened
| SS 35/10 kv Kulikovo | 2,5+2,5 | 5 | 0.84 | 0 | 0 | 0.84 | 0 | 2.625 | 1.785 | 1.785 | opened |  | SS 35/10 kv Kulikovo | 2,5+2,5 |  | 0.84 | 0 | 0 | 0.84 | 0 | 2.625 | 1.785 | 1.785 | opened
| SS 35/10 kv Kon-Kolodez | 2,5+2,5 | 5 | 1.24 | 0 | 0 | 1.24 | 0 | 2.625 | 1.385 | 1.385 | * |  | SS 35/10 kv Kon-Kolodez | 2,5+2,5 | 1.261 | 2.501 | 0 | 0 | 2.501 | 0 | 2.625 | 0.124 | 0.124 | *
| SS 35/10 kv Dmitryashevka | 2,5+2,5 | 5 | 0.56 | 0 | 0 | 0.56 | 0 | 2.625 | 2.065 | 2.065 | * |  | SS 35/10 kv Dmitryashevka | 2,5+2,5 |  | 0.56 | 0 | 0 | 0.56 | 0 | 2.625 | 2.065 | 2.065 | *
| SS 35/10 kv Rechnaya | 4+4 | 8 | 1.57 | 1.06 | 100 | 0.51 | 0 | 4.2 | 3.69 | 3.69 | * |  | SS 35/10 kv Rechnaya | 4+4 | 0.018 | 1.588 | 1.06 | 100 | 0.528 | 0 | 4.2 | 3.672 | 3.672 | *
| SS 35/10 kv Negachevka | 2,5+2,5 | 5 | 0.44 | 0.22 | 80 | 0.22 | 0 | 2.625 | 2.405 | 2.405 | * |  | SS 35/10 kv Negachevka | 2,5+2,5 |  | 0.44 | 0.22 | 80 | 0.22 | 0 | 2.625 | 2.405 | 2.405 | *
| SS 35/10 kv Karamyshevo | 10+10 | 20 | 0.56 | 0.1 | 70 | 0.46 | 0 | 10.5 | 10.04 | 10.04 | opened |  | SS 35/10 kv Karamyshevo | 10+10 | 0.036 | 0.596 | 0.1 | 70 | 0.496 | 0 | 10.5 | 10.004 | 10.004 | opened
| SS 35/10 kv Tyushevka | 1,6+1,6 | 3.2 | 0.96 | 0.1 | 70 | 0.86 | 0 | 1.68 | 0.82 | 0.82 | * |  | SS 35/10 kv Tyushevka | 1,6+1,6 |  | 0.96 | 0.1 | 70 | 0.86 | 0 | 1.68 | 0.82 | 0.82 | *
| SS 35/10 kv Sselki | 10+10 |  | 0 | [8 empty] | 2: SS 35/10 kv Sselki; 3: 10+10; 4: 4.752; 5: 4.752
Two- and more transformer substations (for three voltage levels) | [12 empty] | 1: Two- and more transformer substations (for three voltage levels)
| SS 110/35/10 kv Terbuny-110 | 10+10 | 20 | 9.26 | 3.5 |  | 5.76 | 0 | 10.5 | 4.74 | 4.71 | opened |  | SS 110/35/10 kv Terbuny-110 | 10+10 | 0.986 | 10.246 | 3.5 |  | 6.746 | 0 | 10.5 | 3.754 | 3.734 | opened
| Nom. Capacity MV, МVA | 10+10 |  | 3.47 | 3.5 | 30 | -0.03 | 0 | 10.5 | 10.53 |  |  |  | Nom. Capacity MV, МVA | 10+10 | 0.01 | 3.48 | 3.5 | 30 | -0.02 | 0 | 10.5 | 10.52
| Nom. capacity LV, МVA | 10+10 |  | 5.79 | 0 | 0 | 5.79 | 0 | 10.5 | 4.71 |  |  |  | Nom. capacity LV, МVA | 10+10 | 0.976 | 6.766 | 0 | 0 | 6.766 | 0 | 10.5 | 3.734
| SS 110/35/10 kv Dolgorukovo | 6,3+10 | 16.3 | 6.98 | 4 |  | 2.98 | 0 | 6.615 | 3.635 | 3.525 | opened |  | SS 110/35/10 kv Dolgorukovo | 6,3+10 | 0.015 | 6.995 | 4 |  | 2.995 | 0 | 6.615 | 3.62 | 3.525 | opened
| Nom. capacity MV, МVA | 6,3+10 |  | 3.89 | 4 | 45 | -0.11 | 0 | 6.615 | 6.725 |  |  |  | Nom. capacity MV, МVA | 6,3+10 | 0.015 | 3.905 | 4 | 45 | -0.095 | 0 | 6.615 | 6.71
| Nom. capacity LV, МVA | 6,3+10 |  | 3.09 | 0 | 0 | 3.09 | 0 | 6.615 | 3.525 |  |  |  | Nom. capacity LV, МVA | 6,3+10 | 0 | 3.09 | 0 | 0 | 3.09 | 0 | 6.615 | 3.525
| SS 110/35/10 kv Volovo | 10+10 | 20 | 2.07 | 0.89 |  | 1.18 | 0 | 10.5 | 9.32 | 9.32 | opened |  | SS 110/35/10 kv Volovo | 10+10 | 0.14 | 2.21 | 0.89 |  | 1.32 | 0 | 10.5 | 9.18 | 9.18 | opened
| Nom. capacity MV, МVA | 10+10 |  | 0 | 0 | 0 | 0 | 0 | 10.5 | 10.5 |  |  |  | Nom. capacity MV, МVA | 10+10 |  | 0 | 0 | 0 | 0 | 0 | 10.5 | 10.5
| Nom. capacity LV, МVА | 10+10 |  | 2.07 | 0.89 | 60 | 1.18 | 0 | 10.5 | 9.32 |  |  |  | Nom. capacity LV, МVА | 10+10 | 0.14 | 2.21 | 0.89 | 60 | 1.32 | 0 | 10.5 | 9.18
| SS 110/35/10 kv Izmalkovo | 10+10 | 20 | 5 | 1.2 |  | 3.8 | 0 | 10.5 | 6.7 | 6.7 | opened |  | SS 110/35/10 kv Izmalkovo | 10+10 | 2.545 | 7.545 | 1.2 |  | 6.345 | 0 | 10.5 | 4.155 | 4.155 | opened
| Nom. capacity MV, МVА | 10+10 |  | 2.82 | 1.2 | 30 | 1.62 | 0 | 10.5 | 8.88 |  |  |  | Nom. capacity MV, МVА | 10+10 | 0 | 2.82 | 1.2 | 30 | 1.62 | 0 | 10.5 | 8.88
| Nom. capacity LV, МVА | 10+10 |  | 2.18 | 0 | 0 | 2.18 | 0 | 10.5 | 8.32 |  |  |  | Nom. capacity LV, МVА | 10+10 | 2.545 | 4.725 | 0 | 0 | 4.725 | 0 | 10.5 | 5.775
| SS 110/35/10 kv Gorokhovskaya | 16+16 | 32 | 10.52 | 7.2 |  | 3.32 | 0 | 16.8 | 13.48 | 13.48 | opened |  | SS 110/35/10 kv Gorokhovskaya | 16+16 | 2.613 | 13.133 | 7.2 |  | 5.933 | 0 | 16.8 | 10.867 | 10.867 | opened
| Nom. capacity MV, МVА | 16+16 |  | 6.94 | 6 | 30 | 0.94 | 0 | 16.8 | 15.86 |  |  |  | Nom. capacity MV, МVА | 16+16 | 1.601 | 8.541 | 6 | 30 | 2.541 | 0 | 16.8 | 14.259
| Nom. capacity LV, МVА | 16+16 |  | 3.58 | 1.2 | 120 | 2.38 | 0 | 16.8 | 14.42 |  |  |  | Nom. capacity LV, МVА | 16+16 | 1.012 | 4.592 | 1.2 | 120 | 3.392 | 0 | 16.8 | 13.408
| SS 110/35/10 kv Donskaya | 10+10 | 20 | 7.1 | 4.89 |  | 2.21 | 0 | 10.5 | 8.29 | 8.25 | opened |  | SS 110/35/10 kv Donskaya | 10+10 | 0.022 | 7.122 | 4.89 |  | 2.232 | 0 | 10.5 | 8.268 | 8.243 | opened
| Nom. capacity MV, МVА | 10+10 |  | 3.96 | 4 | 30 | -0.04 | 0 | 10.5 | 10.54 |  |  |  | Nom. capacity MV, МVА | 10+10 | 0.015 | 3.975 | 4 | 30 | -0.025 | 0 | 10.5 | 10.525
| Nom. capacity LV, МVА | 10+10 |  | 3.14 | 0.89 | 120 | 2.25 | 0 | 10.5 | 8.25 |  |  |  | Nom. capacity LV, МVА | 10+10 | 0.007 | 3.147 | 0.89 | 120 | 2.257 | 0 | 10.5 | 8.243
| SS 110/35/10 kv Lebedyan | 16+16 | 32 | 15.92 | 9 |  | 6.92 | 0 | 16.8 | 9.88 | 9.88 | opened |  | SS 110/35/10 kv Lebedyan | 16+16 | 0.636 | 16.556 | 9 |  | 7.556 | 0 | 16.8 | 9.244 | 9.244 | opened
| Nom. capacity MV, МVА | 16+16 |  | 7.2 | 6 | 60 | 1.2 | 0 | 16.8 | 15.6 |  |  |  | Nom. capacity MV, МVА | 16+16 | 0.021 | 7.221 | 6 | 60 | 1.221 | 0 | 16.8 | 15.579
| Nom. capacity LV, МVА | 16+16 |  | 8.72 | 3 | 120 | 5.72 | 0 | 16.8 | 11.08 |  |  |  | Nom. capacity LV, МVА | 16+16 | 0.615 | 9.335 | 3 | 120 | 6.335 | 0 | 16.8 | 10.465
| SS 110/35/10 kv Chaplygin-novaya | 16+16 | 32 | 7.58 | 4.5 |  | 3.08 | 0 | 16.8 | 13.72 | 13.72 | opened |  | SS 110/35/10 kv Chaplygin-novaya | 16+16 | 0.007 | 7.587 | 4.5 |  | 3.087 | 0 | 16.8 | 13.713 | 13.713 | opened
| Nom. capacity MV, МVА | 16+16 |  | 3.4 | 2.5 | 20 | 0.9 | 0 | 16.8 | 15.9 |  |  |  | Nom. capacity MV, МVА | 16+16 | 0 | 3.4 | 2.5 | 20 | 0.9 | 0 | 16.8 | 15.9
| Nom. capacity LV, МVА | 16+16 |  | 4.18 | 2 | 100 | 2.18 | 0 | 16.8 | 14.62 |  |  |  | Nom. capacity LV, МVА | 16+16 | 0.007 | 4.187 | 2 | 100 | 2.187 | 0 | 16.8 | 14.613
| SS 110/35/10 kv Kompressornaya | 16+16 | 32 | 4.81 | 3.2 |  | 1.61 | 0 | 16.8 | 15.19 | 15.19 | opened |  | SS 110/35/10 kv Kompressornaya | 16+16 | 0.177 | 4.987 | 3.2 |  | 1.787 | 0 | 16.8 | 15.013 | 15.013 | opened
| Nom. Capacity MV, МVА | 16+16 |  | 2.51 | 2.2 | 20 | 0.31 | 0 | 16.8 | 16.49 |  |  |  | Nom. Capacity MV, МVА | 16+16 | 0.177 | 2.687 | 2.2 | 20 | 0.487 | 0 | 16.8 | 16.313
| Nom. capacity LV, МVА | 16+16 |  | 2.3 | 1 | 60 | 1.3 | 0 | 16.8 | 15.5 |  |  |  | Nom. capacity LV, МVА | 16+16 | 0 | 2.3 | 1 | 60 | 1.3 | 0 | 16.8 | 15.5
| SS 110/35/10 kv Rossiya | 16+16 | 32 | 5.6 | 3.8 |  | 1.8 | 0 | 16.8 | 15 | 15 | opened |  | SS 110/35/10 kv Rossiya | 16+16 | 0.026 | 5.626 | 3.8 |  | 1.826 | 0 | 16.8 | 14.974 | 14.974 | opened
| Nom. capacity MV, МVА | 16+16 |  | 4.67 | 3 | 60 | 1.67 | 0 | 16.8 | 15.13 |  |  |  | Nom. capacity MV, МVА | 16+16 | 0.026 | 4.696 | 3 | 60 | 1.696 | 0 | 16.8 | 15.104
| Nom. capacity LV, МVА | 16+16 |  | 0.93 | 0.8 | 100 | 0.13 | 0 | 16.8 | 16.67 |  |  |  | Nom. capacity LV, МVА | 16+16 | 0 | 0.93 | 0.8 | 100 | 0.13 | 0 | 16.8 | 16.67
| SS 110/35/10 kv Beryozovka | 16+10 | 26 | 4.58 | 3 |  | 1.58 | 0 | 10.5 | 8.92 | 8.92 | opened |  | SS 110/35/10 kv Beryozovka | 16+10 | 0 | 4.58 | 3 |  | 1.58 | 0 | 10.5 | 8.92 | 8.92 | opened
| Nom. capacity MV, МVА | 16+10 |  | 3.37 | 3 | 60 | 0.37 | 0 | 10.5 | 10.13 |  |  |  | Nom. capacity MV, МVА | 16+10 | 0 | 3.37 | 3 | 60 | 0.37 | 0 | 10.5 | 10.13
| Nom. capacity LV, МVА | 16+10 |  | 1.21 | 0 | 0 | 1.21 | 0 | 10.5 | 9.29 |  |  |  | Nom. capacity LV, МVА | 16+10 | 0 | 1.21 | 0 | 0 | 1.21 | 0 | 10.5 | 9.29
| SS 110/35/10 kv Astapovo | 16+16 | 32 | 4.62 | 3 |  | 1.62 | 0 | 16.8 | 15.18 | 15.18 | opened |  | SS 110/35/10 kv Astapovo | 16+16 | 0.5 | 5.12 | 3 |  | 2.12 | 0 | 16.8 | 14.68 | 14.68 | opened
| Nom. capacity MV, МVА | 16+16 |  | 2.74 | 2 | 60 | 0.74 | 0 | 16.8 | 16.06 |  |  |  | Nom. capacity MV, МVА | 16+16 | 0 | 2.74 | 2 | 60 | 0.74 | 0 | 16.8 | 16.06
| Nom. capacity LV, МVА | 16+16 |  | 1.88 | 1 | 60 | 0.88 | 0 | 16.8 | 15.92 |  |  |  | Nom. capacity LV, МVА | 16+16 | 0.5 | 2.38 | 1 | 60 | 1.38 | 0 | 16.8 | 15.42
| SS 110/35/10 kv Khimicheskaya | 16+16 | 32 | 8.46 | 5.5 |  | 2.96 | 0 | 16.8 | 13.84 | 13.84 | opened |  | SS 110/35/10 kv Khimicheskaya | 16+16 | 0.625 | 9.085 | 5.5 |  | 3.585 | 0 | 16.8 | 13.215 | 13.215 | opened
| Nom. capacity MV, МVА | 16+16 |  | 6.34 | 4.5 | 60 | 1.84 | 0 | 16.8 | 14.96 |  |  |  | Nom. capacity MV, МVА | 16+16 | 0.61 | 6.95 | 4.5 | 60 | 2.45 | 0 | 16.8 | 14.35
| Nom. capacity LV, МVА | 16+16 |  | 2.12 | 1 | 60 | 1.12 | 0 | 16.8 | 15.68 |  |  |  | Nom. capacity LV, МVА | 16+16 | 0.015 | 2.135 | 1 | 60 | 1.135 | 0 | 16.8 | 15.665
| SS 110/35/6 kv Bugor | 15+15+25 | 55 | 36.17 | 0.5 |  | 35.67 | 1 | 31.5 | -5.17 | -5.17 | closed |  | SS 110/35/6 kv Bugor | 15+15+25 | 13.45 | 49.62 | 0.5 |  | 49.12 | 1 | 31.5 | -18.62 | -18.62 | closed
| Nom. capacity MV, МVА | 15+15+25 |  | 9.37 | 0 | 0 | 9.37 | 0 | 31.5 | 22.13 |  |  |  | Nom. capacity MV, МVА | 15+15+25 | 10.4 | 19.77 | 0 | 0 | 19.77 | 0 | 31.5 | 11.73
| Nom. capacity LV, МVА | 15+15+25 |  | 26.8 | 0.5 | 40 | 26.3 | 1 | 31.5 | 4.2 |  |  |  | Nom. capacity LV, МVА | 15+15+25 | 3.05 | 29.85 | 0.5 | 40 | 29.35 | 1 | 31.5 | 1.15
| SS 110/35/6 kvВ Tsementnaya | 63+32+20 | 115 | 47.33 | 0 |  | 47.33 | 0 | 54.6 | 7.27 | -6.45 | closed |  | SS 110/35/6 kvВ Tsementnaya | 63+32+20 | 2.6895 | 50.0195 | 0 |  | 50.0195 | 0 | 54.6 | 4.5805 | -9.0395 | closed
| Nom. capacity MV, МVА | 63+20 |  | 27.45 | 0 | 0 | 27.45 | 0 | 21 | -6.45 |  |  |  | Nom. capacity MV, МVА | 63+20 | 2.5895 | 30.0395 | 0 | 0 | 30.0395 | 0 | 21 | -9.0395
| Nom. capacity LV, МVА | 63+32+20 |  | 19.88 | 0 | 30 | 19.88 | 0 | 54.6 | 34.72 |  |  |  | Nom. capacity LV, МVА | 63+32+20 | 0.1 | 19.98 | 0 | 30 | 19.98 | 0 | 54.6 | 34.62
| SS 110/35/10/60 kv Gidrooborudovanie | 25+25+31,5 | 81.5 | 11.03 | 2.5 |  | 8.53 | 0 | 52.5 | 43.97 | -3.6 | closed |  | SS 110/35/10/60 kv Gidrooborudovanie | 25+25+31,5 | 0.803 | 11.833 | 2.5 |  | 9.333 | 0 | 52.5 | 43.167 | -4.056 | closed
| Nom. capacity MV, МVА | 31.5 |  | 5.6 | 2 | 10 | 3.6 | 0 | 2 | -3.6 |  |  |  | Nom. capacity MV, МVА | 31.5 | 0.456 | 6.056 | 2 | 10 | 4.056 | 0 | 2 | -4.056
| Nom. capacity LV, МVА | 25+25+31,5 |  | 5.43 | 0.5 | 80 | 4.93 | 0 | 52.5 | 47.57 |  |  |  | Nom. capacity LV, МVА | 25+25+31,5 | 0.347 | 5.777 | 0.5 | 80 | 5.277 | 0 | 52.5 | 47.223
| SS 110/35/10 kv Usman | 16+16 | 32 | 15.28 | 6.5 |  | 8.78 | 0 | 16.8 | 8.02 | 7.93 | opened |  | SS 110/35/10 kv Usman | 16+16 | 0.232 | 15.512 | 6.5 |  | 9.012 | 0 | 16.8 | 7.788 | 7.746 | opened
| Nom. capacity MV, МVА | 16+16 |  | 4.91 | 5 | 20 | -0.09 | 0 | 16.8 | 16.89 |  |  |  | Nom. capacity MV, МVА | 16+16 | 0.048 | 4.958 | 5 | 20 | -0.042 | 0 | 16.8 | 16.842
| Nom. Capacity LV, МVА | 16+16 |  | 10.37 | 1.5 | 100 | 8.87 | 0 | 16.8 | 7.93 |  |  |  | Nom. Capacity LV, МVА | 16+16 | 0.184 | 10.554 | 1.5 | 100 | 9.054 | 0 | 16.8 | 7.746
| SS 110/35/10 kv Aksai | 10+10 | 20 | 8.32 | 1.12 |  | 7.2 | 0 | 10.5 | 3.3 | 3.3 | opened |  | SS 110/35/10 kv Aksai | 10+10 | 0.0435 | 8.3635 | 1.12 |  | 7.2435 | 0 | 10.5 | 3.2565 | 3.2565 | opened
| Nom. Capacity MV, МVА | 10+10 |  | 5.82 | 0.5 | 20 | 5.32 | 0 | 10.5 | 5.18 |  |  |  | Nom. Capacity MV, МVА | 10+10 | 0.0385 | 5.8585 | 0.5 | 20 | 5.3585 | 0 | 10.5 | 5.1415
| Nom. capacity LV, МVА | 10+10 |  | 2.5 | 0.62 | 80 | 1.88 | 0 | 10.5 | 8.62 |  |  |  | Nom. capacity LV, МVА | 10+10 | 0.005 | 2.505 | 0.62 | 80 | 1.885 | 0 | 10.5 | 8.615
| SS 110/35/10 kv Nikolskaya | 6,3+6,3 | 12.6 | 4.91 | 3.34 |  | 1.57 | 0 | 6.615 | 5.045 | 5.045 | opened |  | SS 110/35/10 kv Nikolskaya | 6,3+6,3 | 0.0475 | 4.9575 | 3.34 |  | 1.6175 | 0 | 6.615 | 4.9975 | 4.9975 | opened
| Nom. capacity MV, МVА | 6,3+6,3 |  | 3.55 | 3 | 10 | 0.55 | 0 | 6.615 | 6.065 |  |  |  | Nom. capacity MV, МVА | 6,3+6,3 | 0.0425 | 3.5925 | 3 | 10 | 0.5925 | 0 | 6.615 | 6.0225
| Nom. capacity LV, МVА | 6,3+6,3 |  | 1.36 | 0.34 | 80 | 1.02 | 0 | 6.615 | 5.595 |  |  |  | Nom. capacity LV, МVА | 6,3+6,3 | 0.005 | 1.365 | 0.34 | 80 | 1.025 | 0 | 6.615 | 5.59
| SS 110/35/10 kv Khvorostyanka | 10+16 | 26 | 12.41 | 6.72 |  | 5.69 | 0 | 10.5 | 4.81 | 4.81 | opened |  | SS 110/35/10 kv Khvorostyanka | 10+16 | 0.7935 | 13.2035 | 6.72 |  | 6.4835 | 0 | 10.5 | 4.0165 | 4.0165 | opened
| Nom. capacity MV, МVА | 10+16 |  | 9.32 | 6.5 | 20 | 2.82 | 0 | 10.5 | 7.68 |  |  |  | Nom. capacity MV, МVА | 10+16 | 0.7785 | 10.0985 | 6.5 | 20 | 3.5985 | 0 | 10.5 | 6.9015
| Nom. capacity LV, МVА | 10+16 |  | 3.09 | 0.22 | 80 | 2.87 | 0 | 10.5 | 7.63 |  |  |  | Nom. capacity LV, МVА | 10+16 | 0.015 | 3.105 | 0.22 | 80 | 2.885 | 0 | 10.5 | 7.615
| SS 110/35/10 kv Dobrinka | 16+10 | 26 | 6.89 | 5.68 |  | 1.21 | 0 | 10.5 | 9.29 | 8.88 | opened |  | SS 110/35/10 kv Dobrinka | 16+10 | 0.154 | 7.044 | 5.68 |  | 1.364 | 0 | 10.5 | 9.136 | 8.776 | opened
| Nom. capacity СН, МВА | 16+10 |  | 3.59 | 4 | 80 | -0.41 | 0 | 10.5 | 10.91 |  |  |  | Nom. capacity СН, МВА | 16+10 | 0.05 | 3.64 | 4 | 80 | -0.36 | 0 | 10.5 | 10.86
| Nom. capacity LV, МVА | 16+10 |  | 3.3 | 1.68 | 100 | 1.62 | 0 | 10.5 | 8.88 |  |  |  | Nom. capacity LV, МVА | 16+10 | 0.104 | 3.404 | 1.68 | 100 | 1.724 | 0 | 10.5 | 8.776
| SS 110/35/10 kv Verkhnyaya Matryonka | 6,3+6,3 | 12.6 | 1.39 | 0.4 |  | 0.99 | 0 | 6.615 | 5.625 | 5.625 | opened |  | SS 110/35/10 kv Verkhnyaya Matryonka | 6,3+6,3 | 0.01 | 1.4 | 0.4 |  | 1 | 0 | 6.615 | 5.615 | 5.615 | opened
| Nom. capacity MV, МVА | 6,3+6,3 |  | 0.62 | 0 | 0 | 0.62 | 0 | 6.615 | 5.995 |  |  |  | Nom. capacity MV, МVА | 6,3+6,3 | 0 | 0.62 | 0 | 0 | 0.62 | 0 | 6.615 | 5.995
| Nom. capacity LV, МVА | 6,3+6,3 |  | 0.77 | 0.4 | 90 | 0.37 | 0 | 6.615 | 6.245 |  |  |  | Nom. capacity LV, МVА | 6,3+6,3 | 0.01 | 0.78 | 0.4 | 90 | 0.38 | 0 | 6.615 | 6.235
| SS 110/35/10 kv Kazinka | 16+16 | 32 | 15.81 | 0 |  | 15.81 | 0 | 16.8 | 0.99 | 0.99 | opened |  | SS 110/35/10 kv Kazinka | 16+16 | 1.495 | 17.305 | 0 |  | 17.305 | 0 | 16.8 | -0.505 | -0.505 | closed
| Nom. capacity MV, МVА | 16+16 |  | 10.36 | 0 | 0 | 10.36 | 0 | 16.8 | 6.44 |  |  |  | Nom. capacity MV, МVА | 16+16 | 1.11 | 11.47 | 0 | 0 | 11.47 | 0 | 16.8 | 5.33
| Nom. capacity LV, МVА | 16+16 |  | 5.45 | 0 | 0 | 5.45 | 0 | 16.8 | 11.35 |  |  |  | Nom. capacity LV, МVА | 16+16 | 0.385 | 5.835 | 0 | 0 | 5.835 | 0 | 16.8 | 10.965
| SS 110/35/10 kv Dobroe | 16+16 | 32 | 11.4 | 3 |  | 8.4 | 0 | 16.8 | 8.4 | 8.4 | * |  | SS 110/35/10 kv Dobroe | 16+16 | 2.886 | 14.286 | 3 |  | 11.286 | 0 | 16.8 | 5.514 | 5.514 | *
| Nom. capacity MV, МVА | 16+16 |  | 6.22 | 3 | 20 | 3.22 | 0 | 16.8 | 13.58 |  |  |  | Nom. capacity MV, МVА | 16+16 | 0.544 | 6.764 | 3 | 20 | 3.764 | 0 | 16.8 | 13.036
| Nom. capacity LV, МVА | 16+16 |  | 5.18 | 0 | 0 | 5.18 | 0 | 16.8 | 11.62 |  |  |  | Nom. capacity LV, МVА | 16+16 | 2.342 | 7.522 | 0 | 0 | 7.522 | 0 | 16.8 | 9.278
| SS 110/35/6 kv Novaya Derevnya | 10+6,3 | 16.3 | 7.64 | 5 |  | 2.64 | 0 | 6.615 | 3.975 | 3.975 | * |  | SS 110/35/6 kv Novaya Derevnya | 10+6,3 | 0.1605 | 7.8005 | 5 |  | 2.8005 | 0 | 6.615 | 3.8145 | 3.8145 | *
| Nom. capacity MV, МVА | 10+6,3 |  | 5.4 | 5 | 10 | 0.4 | 0 | 6.615 | 6.215 |  |  |  | Nom. capacity MV, МVА | 10+6,3 | 0.0905 | 5.4905 | 5 | 10 | 0.4905 | 0 | 6.615 | 6.1245
| Nom. capacity LV, МVА | 10+6,3 |  | 2.24 | 0 | 0 | 2.24 | 0 | 6.615 | 4.375 |  |  |  | Nom. capacity LV, МVА | 10+6,3 | 0.07 | 2.31 | 0 | 0 | 2.31 | 0 | 6.615 | 4.305
| SS 110/35/6 kv Verbilovo | 10+6,3 | 16.3 | 3.96 | 0 |  | 3.96 | 0 | 6.62 | 2.66 | 2.66 | * |  | SS 110/35/6 kv Verbilovo | 10+6,3 | 0.636 | 4.596 | 0 |  | 4.596 | 0 | 6.62 | 2.024 | 2.024 | *
| Nom. capacity MV, МVА | 10+6,3 |  | 2.76 | 0 | 0 | 2.76 | 0 | 6.62 | 3.86 |  |  |  | Nom. capacity MV, МVА | 10+6,3 | 0.563 | 3.323 | 0 | 0 | 3.323 | 0 | 6.62 | 3.297
| Nom. capacity LV, МVА | 10+6,3 |  | 1.2 | 0 | 0 | 1.2 | 0 | 6.62 | 5.42 |  |  |  | Nom. capacity LV, МVА | 10+6,3 | 0.073 | 1.273 | 0 | 0 | 1.273 | 0 | 6.62 | 5.347
| SS 110/35/10 kv Khlevnoe | 16+16 | 32 | 10.04 | 0 |  | 10.04 | 0 | 16.8 | 6.76 | 6.76 | * |  | SS 110/35/10 kv Khlevnoe | 16+16 | 4.038 | 14.078 | 0 |  | 14.078 | 0 | 16.8 | 2.722 | 2.722 | *
| Nom. capacity MV, МVА | 16+16 |  | 5.86 | 0 | 0 | 5.86 | 0 | 16.8 | 10.94 |  |  |  | Nom. capacity MV, МVА | 16+16 | 1.336 | 7.196 | 0 | 0 | 7.196 | 0 | 16.8 | 9.604
| Nom. capacity LV, МVА | 16+16 |  | 4.18 | 0 | 0 | 4.18 | 0 | 16.8 | 12.62 |  |  |  | Nom. capacity LV, МVА | 16+16 | 2.702 | 6.882 | 0 | 0 | 6.882 | 0 | 16.8 | 9.918
| SS 110/35/10 kv Naberezhnoe | 6,3+10 | 16.3 | 2.46 | 4.5 |  | -2.04 | 0 | 6.62 | 8.66 | 5.45 | opened |  | SS 110/35/10 kv Naberezhnoe | 6,3+10 | 1.07 | 3.53 | 4.5 |  | -0.97 | 0 | 6.62 | 7.59 | 5.45 | opened
| Nom. capacity MV, МVА | 6,3+10 |  | 1.29 | 4.5 | 10 | -3.21 | 0 | 6.62 | 9.83 |  |  |  | Nom. capacity MV, МVА | 6,3+10 | 1.07 | 2.36 | 4.5 | 10 | -2.14 | 0 | 6.62 | 8.76
| Nom. capacity LV, МVА | 6,3+10 |  | 1.17 | 0 | 0 | 1.17 | 0 | 6.62 | 5.45 |  |  |  | Nom. capacity LV, МVА | 6,3+10 | 0 | 1.17 | 0 | 0 | 1.17 | 0 | 6.62 | 5.45
| SS 110/35/10 kv Chaplygin | 7,5+6,3 | 13.8 | 5.54 | 4.5 |  | 1.04 | 0 | 6.62 | 5.58 | 5.58 | opened |  | SS 110/35/10 kv Chaplygin | 7,5+6,3 | 0.005 | 5.545 | 4.5 |  | 1.045 | 0 | 6.62 | 5.575 | 5.575 | opened
| Nom. capacity MV, МVА | 7,5+6,3 |  | 0 | 0 | 0 | 0 | 0 | 6.62 | 6.62 |  |  |  | Nom. capacity MV, МVА | 7,5+6,3 |  | 0 | 0 | 0 | 0 | 0 | 6.62 | 6.62
| Nom. capacity LV, МVА | 7,5+6,3 |  | 5.54 | 4.5 | 30 | 1.04 | 0 | 6.62 | 5.58 |  |  |  | Nom. capacity LV, МVА | 7,5+6,3 | 0.005 | 5.545 | 4.5 | 30 | 1.045 | 0 | 6.62 | 5.575
| SS 110/35/10 kv Troekurovo | 10+6,3 | 16.3 | 1.75 | 0.5 |  | 1.25 | 0 | 6.62 | 5.37 | 5.32 | opened |  | SS 110/35/10 kv Troekurovo | 10+6,3 | 0 | 1.75 | 0.5 |  | 1.25 | 0 | 6.62 | 5.37 | 5.32 | opened
| Nom. capacity MV, МVА | 10+6,3 |  | 1.3 | 0 | 0 | 1.3 | 0 | 6.62 | 5.32 |  |  |  | Nom. capacity MV, МVА | 10+6,3 | 0 | 1.3 | 0 | 0 | 1.3 | 0 | 6.62 | 5.32
| Nom. capacity LV, МVА | 10+6,3 |  | 0.45 | 0.5 | 120 | -0.05 | 0 | 6.62 | 6.67 |  |  |  | Nom. capacity LV, МVА | 10+6,3 | 0 | 0.45 | 0.5 | 120 | -0.05 | 0 | 6.62 | 6.67
| Total: | 2515.6 | 2515.6 | 731.9979 | [6 empty] | 680.7721 |  | 2: Total:; 3: 2522.5; 5: 890.9564; Мin. 12: 538.6086
| deficit | [9 empty] | -37.1994 |  | 2: deficit; Мin. 12: -73.0729
| proficit | [9 empty] | 446.8977 | taking into account * | 2: proficit; Мin. 12: 313.7232; Мin. 13: taking into account *
* Ограничение на присоединяемую мощность по режиму работы сети 110, 220 кВ (по данным Липецкого РДУ) | * Restriction to connected capacity according to working schedule of the grid of 110,220kv (according to data of Lipetsk Regional Dispatching Office)
Note on E174: Автор: введена в сентябре, потебители неподключены
Note on S31: Автор: нагрузка 1 МВт, введена в сентябре
Note on S174: Автор: введена в сентябре, потебители неподключены

## ярославль
Transmission capacity of Main substations of the branch "Yarenergo" of IDGC of Centre, JSC following the results of winter measurement of peak load of 2008.
table 1
No. | Object of main substation, voltage class | Current deficit | [8 empty] | Note | No. | Object of main substation, voltage class | Expected dificit / proficit | [9 empty] | Note
|  | Installed power capacity of transformers Sуst., including their number, pcs/ MVA | Summary total capacity of Central Substation following the results of measurements of load maximum Sмах , MVA | Total capacity redistributed according to operating rules, MVA for the time period |  | Total capacity including redistribution, MVA | Limiting factors, MVA | Permissible load accounted in the n-1 mode, MVA | Deficit/proficit of Main Substation, MVA |  |  |  |  | Installed power capacity of transformers Sуst., including their number in future subject to fulfillment of technical specifications at TS or other measures on reconstruction of MS pcs/ MVA | Additional capacity according to provided technical specifications at TS, МVА | Expected load at main substation, MVA | Total redistributed capacity in future including fulfillment of measures of technical specifications or other measures relating to reconstruction of network, investment programs etc. |  | Total capacity including redistribution, MVA | Limiting factors, MVA | Permissible load accounted in the n-1 mode, MVA | Deficit / proficit of main substation, MVA
|  |  |  | МVА | Мin. | [11 empty] | МVА | Мin.
1 | 2 | 3 | 4 | 5 | 6 | 7 | 8 | 9 | 10 | 11 | 12 | 1 | 2 | 3 | 4 | 5 | 6 | 7 | 8 | 9 | 10 | 11 | 12 | 13
1 | SS 35/10 Matveevo | 1.6 | 0.27 | 0.8 | 24 hours | 0.8 | 0 | 0.8 | 0.53 | 0.53 | opened | 1 | SS 35/10 Matveevo | 1.6 |  | 0.27 | 0.8 | 24 hours | 0.8 | 0 | 0.8 | 0.53 | 0.53 | opened
2 | SS 35/10 Mikhailovskoe | 6.3 | 1.43 | 6.62 | 24 hours | 6.62 | 0 | 6.62 | 5.19 | 5.19 | opened | 2 | SS 35/10 Mikhailovskoe | 6.3 | 0.003 | 1.433 | 6.62 | 24 hours | 6.62 | 0 | 6.62 | 5.187 | 5.187 | opened
3 | SS 35/10 Shirinye | 2.5 | 1.79 | 2.1 | 24 hours | 2.1 | 0 | 2.1 | 0.31 | 0.31 | opened | 3 | SS 35/10 Shirinye | 2.5 | 0.008 | 1.798 | 2.1 | 24 hours | 2.1 | 0 | 2.1 | 0.302 | 0.302 | opened
4 | SS 110/10 Pokrov | 2.5 | 0.3 | 1.3 | 24 hours | 1.3 | 0 | 1.3 | 1 | 1 | opened | 4 | SS 110/10 Pokrov | 2.5 |  | 0.3 | 1.3 | 24 hours | 1.3 | 0 | 1.3 | 1 | 1 | opened
5 | SS 35/10 Obnora | 1.6 | 0.18 | 1.1 | 24 hours | 1.1 | 0 | 1.1 | 0.92 | 0.92 | opened | 5 | SS 35/10 Obnora | 1.6 |  | 0.18 | 1.1 | 24 hours | 1.1 | 0 | 1.1 | 0.92 | 0.92 | opened
6 | SS 110/35/10 Abbakumtsevo | 10+10 | 8.67 |  |  | 8.67 | 0 | 10.5 | 1.83 | 1.83 | opened | 6 | SS 110/35/10 Abbakumtsevo | 25+25 | 5.8384 | 8.7584 |  |  | 8.7584 | 0 | 10.5 | 1.7415 | 1.7415 | opened
| Nom. capacity MV, МVА | 10+10 | 5.75 |  |  | 5.75 | 0 | 10.5 | 4.75 |  |  |  | Nom. capacity MV, МVА | 25+25 | 5.8244 | 5.8244 |  |  | 5.8244 | 0 | 10.5 | 4.6756
| Nom. capacity LV, МVА | 10+10 | 2.92 |  |  | 2.92 | 0 | 10.5 | 7.58 |  |  |  | Nom. capacity LV, МVА | 25+25 | 0.014 | 2.934 |  |  | 2.934 | 0 | 10.5 | 7.566
7 | SS 35/10 Ananyino | 1,6+1,6 | 1.15 |  |  | 1.15 | 0 | 1.68 | 0.53 | 0.53 | opened | 7 | SS 35/10 Ananyino | 1,6+1,6 |  | 1.15 |  |  | 1.15 | 0 | 1.68 | 0.53 | 0.53 | opened
8 | SS 110/10/10 Bragino | 40+40 | 34.1 | 2.38 | 120 | 31.72 | 0 | 42 | 10.28 | 10.28 | opened | 8 | SS 110/10/10 Bragino | 40+40 | 4.9967 | 39.0967 | 2.38 | 120 | 36.7167 | 0 | 42 | 5.2833 | 5.2833 | opened
9 | SS 35/10 Burmakino-1 | 4,0+4,0 | 0.91 | 0.1 | 120 | 0.81 | 0 | 4.2 | 3.39 | 3.39 | opened | 9 | SS 35/10 Burmakino-1 | 4,0+4,0 | 0.0855 | 0.9955 | 0.1 | 120 | 0.8955 | 0 | 4.2 | 3.3045 | 3.3045 | opened
10 | SS 35/10 Vatolino | 2,5+4,0 | 3.48 |  |  | 3.48 | 0 | 2.63 | -0.85 | -0.85 | closed | 10 | SS 35/10 Vatolino | 2,5+4,0 |  | 3.48 |  |  | 3.48 | 0 | 2.63 | -0.85 | -0.85 | closed
11 | SS 35/6 Vederniki | 6,3+6,3 | 5.37 |  |  | 5.37 | 0 | 6.62 | 1.25 | 1.25 | opened | 11 | SS 35/6 Vederniki | 6,3+6,3 | 0.42405 | 5.7941 |  |  | 5.7941 | 0 | 6.62 | 0.82595 | 0.82595 | opened
12 | SS 35/10 Velikovskaya | 4,0+4,0 | 2 |  |  | 2 | 0 | 4.2 | 2.2 | 2.2 | opened | 12 | SS 35/10 Velikovskaya | 4,0+4,0 | 0.1579 | 2.1579 |  |  | 2.1579 | 0 | 4.2 | 2.0421 | 2.0421 | opened
13 | SS 35/10 Velikoe Selo | 1,6+1,6 | 0.78 |  |  | 0.78 | 0 | 1.68 | 0.9 | 0.9 | opened | 13 | SS 35/10 Velikoe Selo | 1,6+1,6 | 0.06 | 0.84 |  |  | 0.84 | 0 | 1.68 | 0.84 | 0.84 | opened
14 | SS 35/10 Vozrozhdenie | 4,0+4,0 | 1.74 |  |  | 1.74 | 0 | 4.2 | 2.46 | 2.46 | opened | 14 | SS 35/10 Vozrozhdenie | 4,0+4,0 | 0.8179 | 2.5579 |  |  | 2.5579 | 0 | 4.2 | 1.6421 | 1.6421 | opened
15 | SS 35/10 Volna | 2,5+2,5 | 3.06 |  |  | 3.06 | 0 | 2.63 | -0.43 | -0.43 | closed | 15 | SS 35/10 Volna | 2,5+2,5 | 0.2 | 3.26 |  |  | 3.26 | 0 | 2.63 | -0.63 | -0.63 | closed
16 | SS 35/10 Vyatskoe | 4,0+4,0 | 1.92 | 0.17 | 120 | 1.75 | 0 | 4.2 | 2.45 | 2.45 | opened | 16 | SS 35/10 Vyatskoe | 4,0+4,0 | 0.033 | 1.953 | 0.17 | 120 | 1.783 | 0 | 4.2 | 2.417 | 2.417 | opened
17 | SS 35/10 Gorinskaya | 2,5+2,5 | 0.68 | 0.2 | 120 | 0.48 | 0 | 2.63 | 2.15 | 2.15 | opened | 17 | SS 35/10 Gorinskaya | 2,5+2,5 | 0.062 | 0.742 | 0.2 | 120 | 0.542 | 0 | 2.63 | 2.088 | 2.088 | opened
18 | SS 35/10 Grigoryevskoe | 4,0+4,0 | 3.41 | 0.37 | 120 | 3.04 | 0 | 4.2 | 1.16 | 1.16 | opened | 18 | SS 35/10 Grigoryevskoe | 4,0+4,0 | 0.003 | 3.413 | 0.37 | 120 | 3.043 | 0 | 4.2 | 1.157 | 1.157 | opened
19 | SS 35/10 Guzitsino | 4,0+4,0 | 2.14 | 1.02 | 120 | 1.12 | 0 | 4.2 | 3.08 | 3.08 | opened | 19 | SS 35/10 Guzitsino | 4,0+4,0 | 0.0829 | 2.2229 | 1.02 | 120 | 1.2029 | 0 | 4.2 | 2.9971 | 2.9971 | opened
20 | SS 35/10 State Fire-Fighting Service Yaroslavl | 6,3+6,3 | 2.1 |  |  | 2.1 | 0 | 6.62 | 4.52 | 4.52 | opened | 20 | SS 35/10 State Fire-Fighting Service Yaroslavl | 6,3+6,3 |  | 2.1 |  |  | 2.1 | 0 | 6.62 | 4.52 | 4.52 | opened
21 | SS 110/6 Depo | 16+16 | 2.37 |  |  | 2.37 | 0 | 16.8 | 14.43 | 14.43 | opened | 21 | SS 110/6 Depo | 16+16 | 12.1265 | 14.4965 |  |  | 14.4965 | 0 | 16.8 | 2.3035 | 2.3035 | opened
22 | SS 35/10 Dorozhaevo | 1,6+1,6 | 1.79 | 1.17 | 120 | 0.62 | 0 | 1.68 | 1.06 | 1.06 | opened | 22 | SS 35/10 Dorozhaevo | 1,6+1,6 | 0.008 | 1.798 | 1.17 | 120 | 0.628 | 0 | 1.68 | 1.052 | 1.052 | opened
23 | SS 110/10 Druzhba | 16+16 | 6.8 | 0.16 | 120 | 6.64 | 0 | 16.8 | 10.16 | 10.16 | opened | 23 | SS 110/10 Druzhba | 16+16 | 0.136 | 6.936 | 0.16 | 120 | 6.776 | 0 | 16.8 | 10.024 | 10.024 | opened
24 | SS 35/10 Dubki | 6,3+6,3 | 3.48 | 0.67 | 120 | 2.81 | 0 | 6.62 | 3.81 | 3.81 | opened | 24 | SS 35/10 Dubki | 6,3+6,3 | 0.7445 | 4.2245 | 0.67 | 120 | 3.5545 | 0 | 6.62 | 3.0655 | 3.0655 | opened
25 | SS 35/10 Dybino | 2,5+2,5 | 1.16 |  |  | 1.16 | 0 | 2.63 | 1.47 | 1.47 | opened | 25 | SS 35/10 Dybino | 2,5+2,5 | 0.25 | 1.41 |  |  | 1.41 | 0 | 2.63 | 1.22 | 1.22 | opened
26 | SS 35/6 Zavolzhskaya | 10+10 | 10.31 |  |  | 10.31 | 0 | 10.5 | 0.19 | 0.19 | opened | 26 | SS 35/6 Zavolzhskaya | 10+10 | 1.8815 | 12.1915 |  |  | 12.1915 | 0 | 10.5 | -1.6915 | -1.6915 | closed
27 | SS 110/6/6 Institutskaya | 40+40 | 37.53 |  |  | 37.53 | 0 | 42 | 4.47 | 4.47 | opened | 27 | SS 110/6/6 Institutskaya | 40+40 | 4.6946 | 42.2246 |  |  | 42.2246 | 0 | 42 | -0.22459 | -0.22459 | closed
28 | SS 35/10 Koza | 1,6+1,6 | 0.41 | 0.16 | 120 | 0.25 | 0 | 1.68 | 1.43 | 1.43 | opened | 28 | SS 35/10 Koza | 1,6+1,6 | 0.021 | 0.431 | 0.16 | 120 | 0.271 | 0 | 1.68 | 1.409 | 1.409 | opened
29 | SS 110/35/6 Konstatinovo | 20+20 | 10.53 | 0.1 | 120 | 10.43 | 0 | 21 | 10.57 | 10.57 | opened | 29 | SS 110/35/6 Konstatinovo | 20+20 | 7.0915 | 10.7715 | 0.1 | 120 | 10.6715 | 0 | 21 | 10.3285 | 10.3285 | opened
| Nom. capacity MV, МVА | 20+20 | 6.85 |  |  | 6.85 | 0 | 21 | 14.15 |  |  |  | Nom. capacity MV, МVА | 20+20 | 7.0915 | 7.0915 |  |  | 7.0915 | 0 | 21 | 13.9085
| Nom. capacity LV, МVА | 20+20 | 3.68 | 0.1 | 120 | 3.58 | 0 | 21 | 17.42 |  |  |  | Nom. capacity LV, МVА | 20+20 |  | 3.68 | 0.1 | 120 | 3.58 | 0 | 21 | 17.42
30 | SS 35/10 Kurba | 2,5+2,5 | 1.79 | 0.71 | 120 | 1.08 | 0 | 2.63 | 1.55 | 1.55 | opened | 30 | SS 35/10 Kurba | 2,5+2,5 | 0.5 | 2.29 | 0.71 | 120 | 1.58 | 0 | 2.63 | 1.05 | 1.05 | opened
31 | SS 35/10 Lesnye Polyany | 10+10 | 5.38 |  |  | 5.38 | 0 | 10.5 | 5.12 | 5.12 | opened | 31 | SS 35/10 Lesnye Polyany | 10+10 | 0.2461 | 5.6261 |  |  | 5.6261 | 0 | 10.5 | 4.8739 | 4.8739 | opened
32 | SS 35/10 Modelovo-2 | 6,3+6,3 | 4.72 | 3.69 | 120 | 1.03 | 0 | 6.62 | 5.59 | 5.59 | opened | 32 | SS 35/10 Modelovo-2 | 6,3+6,3 | 0.2145 | 4.9345 | 3.69 | 120 | 1.2445 | 0 | 6.62 | 5.3755 | 5.3755 | opened
33 | SS 35/10 Nekrasovo | 10+10 | 11.67 |  |  | 11.67 | 0 | 10.5 | -1.17 | -1.17 | closed | 33 | SS 35/10 Nekrasovo | 10+10 | 0.432 | 12.102 |  |  | 12.102 | 0 | 10.5 | -1.602 | -1.602 | closed
34 | SS 35/10 Nikolskoe | 2,5+2,5 | 0.88 | 0.38 | 120 | 0.5 | 0 | 2.63 | 2.13 | 2.13 | opened | 34 | SS 35/10 Nikolskoe | 2,5+2,5 |  | 0.88 | 0.38 | 120 | 0.5 | 0 | 2.63 | 2.13 | 2.13 | opened
35 | SS 110/35/6 Oil refinary plant | 25+25 | 16.93 |  |  | 16.93 | 0 | 26.25 | 9.32 | 9.32 | opened | 35 | SS 110/35/6 Oil refinary plant | 25+25 | 14.494 | 24.3541 |  |  | 24.3541 | 0 | 26.25 | 1.896 | 1.896 | opened
| Nom. capacity MV, МVА | 25+25 | 7.07 |  |  | 7.07 | 0 | 26.25 | 19.18 |  |  |  | Nom. capacity MV, МVА | 25+25 | 7.494 | 7.494 |  |  | 7.494 | 0 | 26.25 | 18.7559
| Nom. capacity LV, МVА | 25+25 | 9.86 |  |  | 9.86 | 0 | 26.25 | 16.39 |  |  |  | Nom. capacity LV, МVА | 25+25 | 7 | 16.86 |  |  | 16.86 | 0 | 26.25 | 9.39
36 | SS 110/6/6 Orion | 40+40 | 16.01 |  |  | 16.01 | 0 | 42 | 25.99 | 25.99 |  | 36 | SS 110/6/6 Orion | 40+40 | 0.93459 | 16.9446 |  |  | 16.9446 | 0 | 42 | 25.0554 | 25.0554 | opened
37 | SS 110/35/6 Pavlovskaya | 20+25 | 25.25 |  |  | 25.25 | 0 | 21 | -4.25 | -4.25 | closed | 37 | SS 110/35/6 Pavlovskaya | 20+25 | 8.5515 | 25.2515 |  |  | 25.2515 | 0 | 21 | -4.2515 | -4.2515 | closed
| Nom. capacity MV, МVА | 20+25 | 8.55 |  |  | 8.55 | 0 | 21 | 12.45 |  |  |  | Nom. capacity MV, МVА | 20+25 | 8.5515 | 8.5515 |  |  | 8.5515 | 0 | 21 | 12.4485
| Nom. capaity LV, МVА | 20+25 | 16.7 |  |  | 16.7 | 0 | 21 | 4.3 |  |  | 2: Nom. capaity LV, МVА; 3: 20+25; 5: 16.7; Мin. 8: 16.7; Мin. 9: 0; Мin. 10: 21; Мin. 11: 4.3
38 | SS 110/10 Pereval | 16+16 | 5.59 |  |  | 5.59 | 0 | 16.8 | 11.21 | 11.21 | opened | 38 | SS 110/10 Pereval | 16+16 | 3.4179 | 9.0079 |  |  | 9.0079 | 0 | 16.8 | 7.7921 | 7.7921 | opened
39 | SS 110/6/6 Perekop | 25+25 | 10.42 |  |  | 10.42 | 0 | 26.25 | 15.83 | 15.83 | opened | 39 | SS 110/6/6 Perekop | 25+25 | 4.0585 | 14.4785 |  |  | 14.4785 | 0 | 26.25 | 11.7715 | 11.7715 | opened
40 | SS 110/6/6 Poligraf | 40+40 | 45.91 |  |  | 45.91 | 0 | 42 | -3.91 | -3.91 | closed | 40 | SS 110/6/6 Poligraf | 40+40 | 5.3149 | 51.2249 |  |  | 51.2249 | 0 | 42 | -9.2249 | -9.2249 | closed
41 | SS 110/35/10 Prechistoe | 10+10 | 5.62 | 0.24 | 120 | 5.38 | 0 | 10.5 | 5.12 | 5.12 | opened | 41 | SS 110/35/10 Prechistoe | 10+10 | 2.5444 | 5.7245 | 0.24 | 120 | 5.4844 | 0 | 10.5 | 5.0156 | 5.0156 | opened
| Nom. capacity MV, МVА | 10+10 | 2.44 |  |  | 2.44 | 0 | 10.5 | 8.06 |  |  |  | Nom. capacity MV, МVА | 10+10 | 2.54 | 2.54 |  |  | 2.54 | 0 | 10.5 | 7.96
| Nom. capacity LV, МVА | 10+10 | 3.18 | 0.24 | 120 | 2.94 | 0 | 10.5 | 7.56 |  |  |  | Nom. capacity LV, МVА | 10+10 | 0.0045 | 3.1845 | 0.24 | 120 | 2.9445 | 0 | 10.5 | 7.5555
42 | SS 35/10 Preventorium | 2,5+2,5 | 1.21 | 0.39 | 120 | 0.82 | 0 | 2.63 | 1.81 | 1.81 | opened | 42 | SS 35/10 Preventorium | 2,5+2,5 | 2.027 | 3.237 | 0.39 | 120 | 2.847 | 0 | 2.63 | -0.217 | -0.217 | closed
43 | SS 35/10 Rozhdestveno | 2,5+2,5 | 0.53 | 0.04 | 120 | 0.49 | 0 | 2.63 | 2.14 | 2.14 | opened | 43 | SS 35/10 Rozhdestveno | 2,5+2,5 | 0.04 | 0.57 | 0.04 | 120 | 0.53 | 0 | 2.63 | 2.1 | 2.1 | opened
44 | SS 110/6/6 Severnaya | 63+63 | 38.17 |  |  | 38.17 | 0 | 66.15 | 27.98 | 27.98 | opened | 44 | SS 110/6/6 Severnaya | 63+63 | 15.9666 | 54.1366 |  |  | 54.1366 | 0 | 66.15 | 12.0134 | 12.0134 | opened
45 | SS 35/10 Sereda | 2,5+2,5 | 1.5 | 0.11 | 120 | 1.39 | 0 | 2.63 | 1.24 | 1.24 | opened | 45 | SS 35/10 Sereda | 2,5+2,5 | 0.0645 | 1.5645 | 0.11 | 120 | 1.4545 | 0 | 2.63 | 1.1755 | 1.1755 | opened
46 | SS 110/6 Tormoznaya | 16+16 | 12.31 |  |  | 12.31 | 0 | 16.8 | 4.49 | 4.49 | opened | 46 | SS 110/6 Tormoznaya | 16+16 | 0.79432 | 13.1043 |  |  | 13.1043 | 0 | 16.8 | 3.6957 | 3.6957 | opened
47 | SS 110/6 Petrol station pump | 16+16 | 6.43 |  |  | 6.43 | 0 | 16.8 | 10.37 | 10.37 | opened | 47 | SS 110/6 Petrol station pump | 16+16 | 3.2 | 9.63 |  |  | 9.63 | 0 | 16.8 | 7.17 | 7.17 | opened
48 | SS 35/10 Troitsa | 2,5+2,5 | 0.66 | 0.14 | 120 | 0.52 | 0 | 2.63 | 2.11 | 2.11 | opened | 48 | SS 35/10 Troitsa | 2,5+2,5 |  | 0.66 | 0.14 | 120 | 0.52 | 0 | 2.63 | 2.11 | 2.11 | opened
49 | SS 35/10 Tunoshna | 4,0+2,5 | 1.53 | 0.01 | 120 | 1.52 | 0 | 2.63 | 1.11 | 1.11 | opened | 49 | SS 35/10 Tunoshna | 4,0+2,5 | 0.457 | 1.987 | 0.01 | 120 | 1.977 | 0 | 2.63 | 0.653 | 0.653 | opened
50 | SS 35/10 Tutaev-35 | 6,3+6,3 | 6.83 |  |  | 6.83 | 0 | 6.62 | -0.21 | -0.21 | closed | 50 | SS 35/10 Tutaev-35 | 6,3+6,3 | 0.01 | 6.84 |  |  | 6.84 | 0 | 6.62 | -0.22 | -0.22 | closed
51 | SS 110/10 Tufanovo | 2,5+2,5 | 0.6 |  |  | 0.6 | 0 | 2.63 | 2.03 | 2.03 | opened | 51 | SS 110/10 Tufanovo | 2,5+2,5 | 0.136 | 0.736 |  |  | 0.736 | 0 | 2.63 | 1.894 | 1.894 | opened
52 | SS 35/10 Urozhay | 4,0+4,0 | 1.63 | 0.74 | 120 | 0.89 | 0 | 4.2 | 3.31 | 3.31 | opened | 52 | SS 35/10 Urozhay | 4,0+4,0 | 0.448 | 2.078 | 0.74 | 120 | 1.338 | 0 | 4.2 | 2.862 | 2.862 | opened
53 | SS 110/35/10 Khaldeevo | 3,2+6,3 | 3.46 | 0.28 | 120 | 0.62 | 0 | 3.36 | 2.74 | 2.74 | opened | 53 | SS 110/35/10 Khaldeevo | 3,2+6,3 | 3.0922 | 1.15 | 0.28 | 120 | 0.87 | 0 | 3.36 | 2.49 | 2.49 | opened
| Nom. capacity MV, МVА | 6.3 | 2.56 | [8 empty] | 2: Nom. capacity MV, МVА; 3: 6.3; 4: 2.8422
| Nom. capacity LV, МVА | 6.3 | 0.9 | 0.28 | 120 | 0.62 | 0 | 3.36 | 2.74 |  |  |  | Nom. capacity LV, МVА | 6.3 | 0.25 | 1.15 | 0.28 | 120 | 0.87 | 0 | 3.36 | 2.49
54 | SS 110/10 Chayka | 25+25 | 16.2 |  |  | 16.2 | 0 | 26.25 | 10.05 | 10.05 | opened | 54 | SS 110/10 Chayka | 25+25 | 23.7523 | 39.9523 |  |  | 39.9523 | 0 | 26.25 | -13.7023 | -13.7023 | closed
55 | SS 35/6 Chebakovo | 2,5+2,5 | 1.53 | 0.19 | 120 | 1.34 | 0 | 2.63 | 1.29 | 1.29 | opened | 55 | SS 35/6 Chebakovo | 2,5+2,5 | 0.04 | 1.57 | 0.19 | 120 | 1.38 | 0 | 2.63 | 1.25 | 1.25 | opened
56 | SS 35/10 Shchedrino | 4,0+4,0 | 1.51 |  |  | 1.51 | 0 | 4.2 | 2.69 | 2.69 | opened | 56 | SS 35/10 Shchedrino | 4,0+4,0 | 0.732 | 2.242 |  |  | 2.242 | 0 | 4.2 | 1.958 | 1.958 | opened
57 | SS 110/6 /6 Yuzhnaya | 40+40 | 29.43 |  |  | 29.43 | 0 | 42 | 12.57 | 12.57 | opened | 57 | SS 110/6 /6 Yuzhnaya | 40+40 | 8.6438 | 38.0738 |  |  | 38.0738 | 0 | 42 | 3.9262 | 3.9262 | opened
58 | SS 110/10/6 Yartsevo | 25+25 | 5.48 |  |  | 5.48 | 0 | 26.25 | 20.77 | 20.77 | opened | 58 | SS 110/10/6 Yartsevo | 25+25 | 0.02175 | 5.5018 |  |  | 5.5018 | 0 | 26.25 | 20.7482 | 20.7482 | opened
59 | SS 110/10 Altynovo | 6,3+6,3 | 3.19 |  |  | 3.19 | 0 | 6.62 | 3.43 | 3.43 | opened | 59 | SS 110/10 Altynovo | 6,3+6,3 | 0.07 | 3.26 |  |  | 3.26 | 0 | 6.62 | 3.36 | 3.36 | opened
60 | SS 110/35/10 Borisogleb | 10+16 | 7.8 |  |  | 7.8 | 0 | 10.5 | 2.7 | 2.7 | opened | 60 | SS 110/35/10 Borisogleb | 10+16 | 2.2258 | 8.6958 |  |  | 8.6958 | 0 | 10.5 | 1.8042 | 1.8042 | opened
| Nom. capacity MV, МVА | 10+16 | 1.33 |  |  | 1.33 | 0 | 10.5 | 9.17 |  |  |  | Nom. capacity MV, МVА | 10+16 | 1.4338 | 1.4338 |  |  | 1.4338 | 0 | 10.5 | 9.0662
| Nom. capacity LV, МVА | 10+16 | 6.47 |  |  | 6.47 | 0 | 10.5 | 4.03 |  |  |  | Nom. capacity LV, МVА | 10+16 | 0.792 | 7.262 |  |  | 7.262 | 0 | 10.5 | 3.238
61 | SS 110/35/10 Vasilkovo | 10+10 | 2.02 | 0.28 | 120 | 1.74 | 0 | 10.5 | 8.76 | 8.76 | opened | 61 | SS 110/35/10 Vasilkovo | 10+10 | 1.6457 | 2.2257 | 0.28 | 120 | 1.9457 | 0 | 10.5 | 8.5543 | 8.5543 | opened
| Nom. capacity MV, МVА | 10+10 | 1.44 |  |  | 1.44 | 0 | 10.5 | 9.06 |  |  |  | Nom. capacity MV, МVА | 10+10 | 1.5028 | 1.5028 |  |  | 1.5028 | 0 | 10.5 | 8.9972
| Nom. capacity LV, МVА | 10+10 | 0.58 | 0.28 | 120 | 0.3 | 0 | 10.5 | 10.2 |  |  |  | Nom. capacity LV, МVА | 10+10 | 0.1429 | 0.7229 | 0.28 | 120 | 0.4429 | 0 | 10.5 | 10.0571
62 | SS 110/10 Vakhrushevo | 6,3+6,3 | 0.34 | 0.09 | 120 | 0.25 | 0 | 6.62 | 6.37 | 6.37 | opened | 62 | SS 110/10 Vakhrushevo | 6,3+6,3 | 0.002 | 0.342 | 0.09 | 120 | 0.252 | 0 | 6.62 | 6.368 | 6.368 | opened
63 | SS 110/6 Gavrilov Yam | 16+16 | 13.53 |  |  | 13.53 | 0 | 16.8 | 3.27 | 3.27 | opened | 63 | SS 110/6 Gavrilov Yam | 16+16 |  | 13.53 |  |  | 13.53 | 0 | 16.8 | 3.27 | 3.27 | opened
64 | SS 110/6 Kinoplyonka | 6,3+10 | 9.57 |  |  | 9.57 | 0 | 6.62 | -2.95 | -2.95 | closed | 64 | SS 110/6 Kinoplyonka | 6,3+10 | 0.587 | 10.157 |  |  | 10.157 | 0 | 6.62 | -3.537 | -3.537 | closed
65 | SS 110/35/10 Klimatino | 6,3+6,3 | 1.85 |  |  | 1.85 | 0 | 6.62 | 4.77 | 4.77 | opened | 65 | SS 110/35/10 Klimatino | 6,3+6,3 | 0.723 | 1.943 |  |  | 1.943 | 0 | 6.62 | 4.677 | 4.677 | opened
| Nom. capacity MV, МVА | 6,3+6,3 | 0.63 |  |  | 0.63 | 0 | 6.62 | 5.99 |  |  |  | Nom. capacity MV, МVА | 6,3+6,3 | 0.63 | 0.63 |  |  | 0.63 | 0 | 6.62 | 5.99
| Nom. capacity LV, МVА | 6,3+6,3 | 1.22 |  |  | 1.22 | 0 | 6.62 | 5.4 |  |  |  | Nom. capacity LV, МVА | 6,3+6,3 | 0.093 | 1.313 |  |  | 1.313 | 0 | 6.62 | 5.307
66 | SS 110/35/10 Nila | 6,3+6,3 | 7.61 | 0.37 | 120 | 7.24 | 0 | 6.62 | -0.62 | -0.62 | closed | 66 | SS 110/35/10 Nila | 6,3+6,3 | 7.5755 | 9.3555 | 0.37 | 120 | 8.9855 | 0 | 6.62 | -2.3655 | -2.3655 | closed
| Nom. capacity MV, МVА | 6,3+6,3 | 5.83 |  |  | 5.83 | 0 | 6.62 | 0.79 |  |  |  | Nom. capacity MV, МVА | 6,3+6,3 | 6.9215 | 6.9215 |  |  | 6.9215 | 0 | 6.62 | -0.3015
| Nom. capacity LV, МVА | 6,3+6,3 | 1.78 | 0.37 | 120 | 1.41 | 0 | 6.62 | 5.21 |  |  |  | Nom. capacity LV, МVА | 6,3+6,3 | 0.654 | 2.434 | 0.37 | 120 | 2.064 | 0 | 6.62 | 4.556
67 | SS 110/35/6 Pereslavl | 25+25 | 22.95 |  |  | 22.95 | 0 | 26.25 | 3.3 | 3.3 | opened | 67 | SS 110/35/6 Pereslavl | 25+25 | 14.4054 | 27.9154 |  |  | 27.9154 | 0 | 26.25 | -1.6654 | -1.6654 | closed
| Nom. capacity MV, МVА | 25+25 | 9.44 |  |  | 9.44 | 0 | 26.25 | 16.81 |  |  |  | Nom. capacity MV, МVА | 25+25 | 14.0704 | 14.0704 |  |  | 14.0704 | 0 | 26.25 | 12.1796
| Nom. capacity LV, МVА | 25+25 | 13.51 |  |  | 13.51 | 0 | 26.25 | 12.74 |  |  |  | Nom. capacity LV, МVА | 25+25 | 0.335 | 13.845 |  |  | 13.845 | 0 | 26.25 | 12.405
68 | SS 110/10 Ploski | 2,5+2,5 | 1.47 |  |  | 1.47 | 0 | 2.63 | 1.16 | 1.16 | opened | 68 | SS 110/10 Ploski | 2,5+2,5 | 0.645 | 2.115 |  |  | 2.115 | 0 | 2.63 | 0.515 | 0.515 | opened
69 | SS 110/35/10 Rostov | 25+20 | 20.15 |  |  | 20.15 | 0 | 21 | 0.85 | 0.85 | opened | 69 | SS 110/35/10 Rostov | 25+20 | 3.4781 | 21.7981 |  |  | 21.7981 | 0 | 21 | -0.7981 | -0.7981 | closed
| Nom. capacity MV, МVА | 25+20 | 1.83 |  |  | 1.83 | 0 | 21 | 19.17 |  |  |  | Nom. capacity MV, МVА | 25+20 | 1.8878 | 1.8878 |  |  | 1.8878 | 0 | 21 | 19.1122
| Nom. Capacity LV, МVА | 25+20 | 18.32 |  |  | 18.32 | 0 | 21 | 2.68 |  |  |  | Nom. Capacity LV, МVА | 25+20 | 1.5903 | 19.9103 |  |  | 19.9103 | 0 | 21 | 1.0897
70 | SS 110/35/10 Technical school | 6,3+6,3 | 5.27 |  |  | 5.27 | 0 | 6.62 | 1.35 | 1.35 | opened | 70 | SS 110/35/10 Technical school | 6,3+6,3 | 3.5926 | 6.3925 |  |  | 6.3925 | 0 | 6.62 | 0.22745 | 0.22745 | opened
| Nom. capacity MV, МVА | 6,3+6,3 | 2.47 |  |  | 2.47 | 0 | 6.62 | 4.15 |  |  |  | Nom. capacity MV, МVА | 6,3+6,3 | 2.7748 | 2.7748 |  |  | 2.7748 | 0 | 6.62 | 3.8453
| Nom. capacity LV, МVА | 6,3+6,3 | 2.8 |  |  | 2.8 | 0 | 6.62 | 3.82 |  |  |  | Nom. capacity LV, МVА | 6,3+6,3 | 0.8178 | 3.6178 |  |  | 3.6178 | 0 | 6.62 | 3.0022
71 | SS 110/35/10 Uglich | 25+25 | 22.82 |  |  | 22.82 | 0 | 26.25 | 3.43 | 3.43 | opened | 71 | SS 110/35/10 Uglich | 25+25 | 25.538 | 30.568 |  |  | 30.568 | 0 | 26.25 | -4.318 | -4.318 | closed
| Nom. capacidty MV, МVА | 25+25 | 17.79 |  |  | 17.79 | 0 | 26.25 | 8.46 |  |  |  | Nom. capacidty MV, МVА | 25+25 | 24.798 | 24.798 |  |  | 24.798 | 0 | 26.25 | 1.452
| Nom. capacity LV, МVА | 25+25 | 5.03 |  |  | 5.03 | 0 | 26.25 | 21.22 |  |  |  | Nom. capacity LV, МVА | 25+25 | 0.74 | 5.77 |  |  | 5.77 | 0 | 26.25 | 20.48
72 | SS 110/10 Ustye | 10+10 | 3.86 | 0.32 | 120 | 3.54 | 0 | 10.5 | 6.96 | 6.96 | opened | 72 | SS 110/10 Ustye | 10+10 | 0.15 | 4.01 | 0.32 | 120 | 3.69 | 0 | 10.5 | 6.81 | 6.81 | opened
73 | SS 110/10 Shurskol | 10+10 | 1.97 | 1.01 | 120 | 0.96 | 0 | 10.5 | 9.54 | 9.54 | opened | 73 | SS 110/10 Shurskol | 10+10 | 0.445 | 2.415 | 1.01 | 120 | 1.405 | 0 | 10.5 | 9.095 | 9.095 | opened
74 | SS 110/10 Yur.Sloboda | 10+10 | 8.32 | 0.23 | 120 | 8.09 | 0 | 10.5 | 2.41 | 2.41 | opened | 74 | SS 110/10 Yur.Sloboda | 10+10 | 0.6072 | 8.9272 | 0.23 | 120 | 8.6972 | 0 | 10.5 | 1.8028 | 1.8028 | opened
75 | SS 35/10 Aleshkino | 2,5+2,5 | 0.52 |  |  | 0.52 | 0 | 2.63 | 2.11 | 2.11 | opened | 75 | SS 35/10 Aleshkino | 2,5+2,5 |  | 0.52 |  |  | 0.52 | 0 | 2.63 | 2.11 | 2.11 | opened
76 | SS 35/6 Batki | 1,6+1,6 | 1.18 |  |  | 1.18 | 0 | 1.68 | 0.5 | 0.5 | opened | 76 | SS 35/6 Batki | 1,6+1,6 | 0.4013 | 1.5813 |  |  | 1.5813 | 0 | 1.68 | 0.0987 | 0.0987 | opened
77 | SS 35/10 Beregovaya | 1.6 | 0.18 | 1.64 | 24 hours | 1.64 | 0 | 1.64 | 1.46 | 1.46 | opened | 77 | SS 35/10 Beregovaya | 1.6 | 0.06 | 0.24 | 1.64 | 24 hours | 1.64 | 0 | 1.64 | 1.4 | 1.4 | opened
78 | SS 35/10 Berendeevo | 2,5+2,5 | 1.63 | 0.12 | 120 | 1.51 | 0 | 2.63 | 1.12 | 1.12 | opened | 78 | SS 35/10 Berendeevo | 2,5+2,5 | 0.188 | 1.818 | 0.12 | 120 | 1.698 | 0 | 2.63 | 0.932 | 0.932 | opened
79 | SS 35/10 Vorzha | 1,8+1,8 | 0.39 | 0.3 | 120 | 0.09 | 0 | 1.89 | 1.8 | 1.8 | opened | 79 | SS 35/10 Vorzha | 1,8+1,8 | 0.3439 | 0.7339 | 0.3 | 120 | 0.4339 | 0 | 1.89 | 1.4561 | 1.4561 | opened
80 | SS 35/10 Voshchazhnikovo | 1,6+2,5 | 0.79 | 0.21 | 120 | 0.58 | 0 | 1.68 | 1.1 | 1.1 | opened | 80 | SS 35/10 Voshchazhnikovo | 1,6+2,5 |  | 0.79 | 0.21 | 120 | 0.58 | 0 | 1.68 | 1.1 | 1.1 | opened
81 | SS 35/10 Glebovo | 2,5+2,5 | 2.76 |  |  | 2.76 | 0 | 2.63 | -0.13 | -0.13 | closed | 81 | SS 35/10 Glebovo | 2,5+2,5 | 1.645 | 4.405 |  |  | 4.405 | 0 | 2.63 | -1.775 | -1.775 | closed
82 | SS 35/10 Gorki | 2,5+2,5 | 1.13 |  |  | 1.13 | 0 | 2.63 | 1.5 | 1.5 | opened | 82 | SS 35/10 Gorki | 2,5+2,5 | 0.005 | 1.135 |  |  | 1.135 | 0 | 2.63 | 1.495 | 1.495 | opened
83 | SS 35/10 Dmitrianovo | 1,6+1,6 | 1.26 |  |  | 1.26 | 0 | 1.68 | 0.42 | 0.42 | opened | 83 | SS 35/10 Dmitrianovo | 1,6+1,6 | 0.072 | 1.332 |  |  | 1.332 | 0 | 1.68 | 0.348 | 0.348 | opened
84 | SS 35/10 Zaozerye | 2,5+1,6 | 1.12 |  |  | 1.12 | 0 | 1.68 | 0.56 | 0.56 | opened | 84 | SS 35/10 Zaozerye | 2,5+1,6 | 0.008 | 1.128 |  |  | 1.128 | 0 | 1.68 | 0.552 | 0.552 | opened
85 | SS 35/10 Ilyinskoe | 2,5+2,5 | 1.46 |  |  | 1.46 | 0 | 2.63 | 1.17 | 1.17 | opened | 85 | SS 35/10 Ilyinskoe | 2,5+2,5 |  | 1.46 |  |  | 1.46 | 0 | 2.63 | 1.17 | 1.17 | opened
86 | SS 35/10 Kibernetik | 2,5+2,5 | 2.45 |  |  | 2.45 | 0 | 2.63 | 0.18 | 0.18 | opened | 86 | SS 35/10 Kibernetik | 2,5+2,5 | 0.273 | 2.723 |  |  | 2.723 | 0 | 2.63 | -0.093 | -0.093 | closed
87 | SS 35/10 Klementyevo | 2.5 | 0.29 | 0.69 | 24 hours | 0.69 | 0 | 0.69 | 0.4 | 0.4 | opened | 87 | SS 35/10 Klementyevo | 2.5 |  | 0.29 | 0.69 | 24 hours | 0.69 | 0 | 0.69 | 0.4 | 0.4 | opened
88 | SS 35/10 Krasnoe | 4,0+2,5 | 1.09 | 0.3 | 120 | 0.79 | 0 | 2.63 | 1.84 | 1.84 | opened | 88 | SS 35/10 Krasnoe | 4+2,5 | 2.193 | 3.283 | 0.3 | 120 | 2.983 | 0 | 2.63 | -0.353 | -0.353 | closed
89 | SS 35/10 Kulakovo | 2,5+2,5 | 1.66 |  |  | 1.66 | 0 | 2.63 | 0.97 | 0.97 | opened | 89 | SS 35/10 Kulakovo | 2,5+2,5 | 0.0105 | 1.6705 |  |  | 1.6705 | 0 | 2.63 | 0.9595 | 0.9595 | opened
90 | SS 35/6 Kupan | 2,5+2,5 | 2.58 |  |  | 2.58 | 0 | 2.63 | 0.05 | 0.05 | opened | 90 | SS 35/6 Kupan | 2,5+2,5 | 0.35 | 2.93 |  |  | 2.93 | 0 | 2.63 | -0.3 | -0.3 | closed
91 | SS 35/10 Markovo | 2,5+2,5 | 0.82 | 0.27 | 120 | 0.55 | 0 | 2.63 | 2.08 | 2.08 | opened | 91 | SS 35/10 Markovo | 2,5+2,5 |  | 0.82 | 0.27 | 120 | 0.55 | 0 | 2.63 | 2.08 | 2.08 | opened
92 | SS 35/10 Nagorye | 4,0+4,0 | 3.23 |  |  | 3.23 | 0 | 4.2 | 0.97 | 0.97 | opened | 92 | SS 35/10 Nagorye | 4+4 | 0.223 | 3.453 |  |  | 3.453 | 0 | 4.2 | 0.747 | 0.747 | opened
93 | SS 35/10 Porechye | 6,3+6,3 | 1.9 | 0.61 | 120 | 1.29 | 0 | 6.62 | 5.33 | 5.33 | opened | 93 | SS 35/10 Porechye | 6,3+6,3 | 0.0056 | 1.9056 | 0.61 | 120 | 1.2956 | 0 | 6.62 | 5.3244 | 5.3244 | opened
94 | SS 35/10 Pruzhinino | 2,5+2,5 | 0.85 |  |  | 0.85 | 0 | 2.63 | 1.78 | 1.78 | opened | 94 | SS 35/10 Pruzhinino | 2,5+2,5 | 0.012 | 0.862 |  |  | 0.862 | 0 | 2.63 | 1.768 | 1.768 | opened
95 | SS 35/10 Ramenye | 2,5+2,5 | 0.8 | 0.26 | 120 | 0.54 | 0 | 2.63 | 2.09 | 2.09 | opened | 95 | SS 35/10 Ramenye | 2,5+2,5 | 0.02 | 0.82 | 0.26 | 120 | 0.56 | 0 | 2.63 | 2.07 | 2.07 | opened
96 | SS 35/10 Ryazantsevo | 1,6+1,6 | 1.51 |  |  | 1.51 | 0 | 1.68 | 0.17 | 0.17 | opened | 96 | SS 35/10 Ryazantsevo | 1,6+1,6 | 0.003 | 1.513 |  |  | 1.513 | 0 | 1.68 | 0.167 | 0.167 | opened
97 | SS 35/10 Saraevo | 1+1,6 | 0.84 |  |  | 0.84 | 0 | 1.05 | 0.21 | 0.21 | opened | 97 | SS 35/10 Saraevo | 1+1,6 | 0.63 | 1.47 |  |  | 1.47 | 0 | 1.05 | -0.42 | -0.42 | closed
98 | SS 35/10 Selifontovo | 2,5+2,5 | 1.87 | 0.16 | 120 | 1.71 | 0 | 2.63 | 0.92 | 0.92 | opened | 98 | SS 35/10 Selifontovo | 2,5+2,5 |  | 1.87 | 0.16 | 120 | 1.71 | 0 | 2.63 | 0.92 | 0.92 | opened
99 | SS 35/10 Semibratovo | 4,0+4,0 | 0.78 | 0.25 | 120 | 0.53 | 0 | 4.2 | 3.67 | 3.67 | opened | 99 | SS 35/10 Semibratovo | 4+4 | 0.1156 | 0.8956 | 0.25 | 120 | 0.25 | 0 | 0.25 | -0.6456 | -0.6456 | closed
100 | SS 35/10 Skomorokhovo | 1,6+1,6 | 0.94 |  |  | 0.94 | 0 | 1.68 | 0.74 | 0.74 | opened | 100 | SS 35/10 Skomorokhovo | 1,6+1,6 | 0.1156 | 1.0556 |  |  | 1.0556 | 0 | 1.68 | 0.6244 | 0.6244 | opened
101 | SS 35/10 Solomidino | 2.5 | 0.57 | 0.81 | 24 hours | 0.81 | 0 | 0.81 | 0.24 | 0.24 | opened | 101 | SS 35/10 Solomidino | 2.5 | 0.0066 | 0.5766 | 0.81 | 24 hours | 0.81 | 0 | 0.81 | 0.2334 | 0.2334 | opened
102 | SS 35/10 Stavotino | 4,0+4,0 | 1.72 | 0.51 | 120 | 1.21 | 0 | 4.2 | 2.99 | 2.99 | opened | 102 | SS 35/10 Stavotino | 4+4 | 0.1615 | 1.8815 | 0.51 | 120 | 1.3715 | 0 | 4.2 | 2.8285 | 2.8285 | opened
103 | SS 35/10 Urusovo | 2,5+2,5 | 0.79 | 0.06 | 120 | 0.73 | 0 | 2.63 | 1.9 | 1.9 | opened | 103 | SS 35/10 Urusovo | 2,5+2,5 |  | 0.79 | 0.06 | 120 | 0.73 | 0 | 2.63 | 1.9 | 1.9 | opened
104 | SS 35/10 Filimonovo | 2,5+2,5 | 0.87 |  |  | 0.87 | 0 | 2.63 | 1.76 | 1.76 | opened | 104 | SS 35/10 Filimonovo | 2,5+2,5 | 0.042 | 0.912 |  |  | 0.912 | 0 | 2.63 | 1.718 | 1.718 | opened
105 | SS 35/10 Choporovo | 2,5+2,5 | 0.54 |  |  | 0.54 | 0 | 2.63 | 2.09 | 2.09 | opened | 105 | SS 35/10 Choporovo | 2,5+2,5 | 0.1 | 0.64 |  |  | 0.64 | 0 | 2.63 | 1.99 | 1.99 | opened
106 | SS 35/10 Shchurovo | 2,5+2,5 | 1.31 | 0.27 | 120 | 1.04 | 0 | 2.63 | 1.59 | 1.59 | opened | 106 | SS 35/10 Shchurovo | 2,5+2,5 | 0.01 | 1.32 | 0.27 | 120 | 1.05 | 0 | 2.63 | 1.58 | 1.58 | opened
107 | SS 35/10 Neksans | 10+10 | 1.2 |  |  | 1.2 | 0 | 10.5 | 9.3 | 9.3 | opened | 107 | SS 35/10 Neksans | 10+10 | 7 | 8.2 |  |  | 8.2 | 0 | 10.5 | 2.3 | 2.3 | opened
108 | SS 35/6 Pribrezhnaya | 10+10 | 11.28 |  |  | 11.28 | 0 | 10.5 | -0.78 | -0.78 | closed | 108 | SS 35/6 Pribrezhnaya | 10+10 |  | 11.28 |  |  | 11.28 | 0 | 10.5 | -0.78 | -0.78 | closed
109 | SS 110/10 Product pipeline | 6,3+6,3 | 1.45 |  |  | 1.45 | 0 | 6.62 | 5.17 | 5.17 | opened | 109 | SS 110/10 Product pipeline | 6,3+6,3 |  | 1.45 |  |  | 1.45 | 0 | 6.62 | 5.17 | 5.17 | opened
110 | SS 110/10 Nekouz | 6,3+6,3 | 4.3 | 0.1 | 120 | 4.2 | 0 | 6.62 | 2.42 | 2.42 | opened | 110 | SS 110/10 Nekouz | 6,3+6,3 | 0.004 | 4.304 | 0.1 | 120 | 4.204 | 0 | 6.62 | 2.416 | 2.416 | opened
111 | SS 110/6 Yuzhnaya | 25+25 | 21.25 |  |  | 21.25 | 0 | 26.25 | 5 | 5 | opened | 111 | SS 110/6 Yuzhnaya | 25+25 | 0.17004 | 21.42 |  |  | 21.42 | 0 | 26.25 | 4.83 | 4.83 | opened
112 | SS 110/10 Optika | 10+10 | 4.9 | 1.18 | 120 | 3.72 | 0 | 10.5 | 6.78 | 6.78 | opened | 112 | SS 110/10 Optika | 10+10 | 0.671 | 5.571 | 1.18 | 120 | 4.391 | 0 | 10.5 | 6.109 | 6.109 | opened
113 | SS 110/6 Poligrafmash | 16+16 | 10.4 |  |  | 10.4 | 0 | 16.8 | 6.4 | 6.4 | opened | 113 | SS 110/6 Poligrafmash | 16+16 | 0.48025 | 10.8803 |  |  | 10.8803 | 0 | 16.8 | 5.9197 | 5.9197 | opened
114 | SS 110/6/6 Zapadnaya | 63+63 | 52.3 |  |  | 52.3 | 0 | 66.15 | 13.85 | 13.85 | opened | 114 | SS 110/6/6 Zapadnaya | 63+63 | 1.1713 | 53.4713 |  |  | 53.4713 | 0 | 66.15 | 12.6787 | 12.6787 | opened
115 | SS 110/35/6 Volzhskaya | 40+40 | 26 |  |  | 26 | 0 | 42 | 16 | 16 | opened | 115 | SS 110/35/6 Volzhskaya | 40+40 | 4.2048 | 30.2048 |  |  | 30.2048 | 0 | 42 | 11.7952 | 11.7952 | opened
| Nom. capacity MV, МVА | 40+40 | [9 empty] | 2: Nom. capacity MV, МVА; 3: 40+40
| Nom. capacity LV, МVА | 40+40 | 26 |  |  | 26 | 0 | 42 | 16 |  |  |  | Nom. capacity LV, МVА | 40+40 | 4.205 | 30.205 |  |  | 30.205 | 0 | 42 | 11.8
116 | SS 110/35/6 Levoberezhnaya | 16+16 | 12.2 |  |  | 12.2 | 0 | 16.8 | 4.6 | 4.6 | opened | 116 | SS 110/35/6 Levoberezhnaya | 16+16 | 8.095 | 12.455 |  |  | 12.455 | 0 | 16.8 | 4.345 | 4.345 | opened
| Nom. capacity MV, МVА | 16+16 | 7.84 |  |  | 7.84 | 0 | 16.8 | 8.96 |  |  |  | Nom. capacity MV, МVА | 16+16 | 7.95 | 7.95 |  |  | 7.95 | 0 | 16.8 | 8.85
| Nom. capacity LV, МVА | 16+16 | 4.36 |  |  | 4.36 | 0 | 16.8 | 12.44 |  |  |  | Nom. capacity LV, МVА | 16+16 | 0.145 | 4.505 |  |  | 4.505 | 0 | 16.8 | 12.295
117 | SS 110/35/10 Pishchalkino | 7,5+7,5 | 2.4 |  |  | 2.4 | 0 | 7.88 | 5.48 | 5.48 | opened | 117 | SS 110/35/10 Pishchalkino | 7,5+7,5 | 1.482 | 2.432 |  |  | 2.432 | 0 | 7.88 | 5.448 | 5.448 | opened
| Nom. capacity MV, МVА | 7,5+7,5 | 1.45 |  |  | 1.45 | 0 | 7.88 | 6.43 |  |  |  | Nom. capacity MV, МVА | 7,5+7,5 | 1.45 | 1.45 |  |  | 1.45 | 0 | 7.88 | 6.43
| Nom. capacity LV, МVА | 7,5+7,5 | 0.95 |  |  | 0.95 | 0 | 7.88 | 6.93 |  |  |  | Nom. capacity LV, МVА | 7,5+7,5 | 0.032 | 0.982 |  |  | 0.982 | 0 | 7.88 | 6.898
118 | SS 110/6 Dock yard | 10+10 | 4.4 |  |  | 4.4 | 0 | 10.5 | 6.1 | 6.1 | opened | 118 | SS 110/6 Dock yard | 10+10 | 0.055 | 4.455 |  |  | 4.455 | 0 | 10.5 | 6.045 | 6.045 | opened
119 | SS 110/6 Selekhovo | 6,3+6,3 | 3.4 |  |  | 3.4 | 0 | 6.62 | 3.22 | 3.22 | opened | 119 | SS 110/6 Selekhovo | 6,3+6,3 | 0.01 | 3.41 |  |  | 3.41 | 0 | 6.62 | 3.21 | 3.21 | opened
120 | SS 35/6 Kamenniki | 4,0+4,0 | 2.32 |  |  | 2.32 | 0 | 4.2 | 1.88 | 1.88 | opened | 120 | SS 35/6 Kamenniki | 4+4 | 0.149 | 2.469 |  |  | 2.469 | 0 | 4.2 | 1.731 | 1.731 | opened
121 | SS 35/10 Shashkovo | 1,6+1,6 | 1.49 | 0.52 | 120 | 0.97 | 0 | 1.68 | 0.71 | 0.71 | opened | 121 | SS 35/10 Shashkovo | 1,6+1,6 | 0.08 | 1.57 | 0.52 | 120 | 1.05 | 0 | 1.68 | 0.63 | 0.63 | opened
122 | SS 110/6 Мукуену | 25+25 | 17.75 |  |  | 17.75 | 0 | 26.25 | 8.5 | 8.5 | opened | 122 | SS 110/6 Мукуену | 25+25 | 1.5481 | 19.2981 |  |  | 19.2981 | 0 | 26.25 | 6.9519 | 6.9519 | opened
123 | SS 35/10 Nikolo-Korma | 4,0+4,0 | 2.08 | 0.73 | 120 | 1.35 | 0 | 4.2 | 2.85 | 2.85 | opened | 123 | SS 35/10 Nikolo-Korma | 4,0+4,0 | 1.332 | 3.412 | 0.73 | 120 | 2.682 | 0 | 4.2 | 1.518 | 1.518 | opened
124 | SS 35/10 Arefino | 2,5+2,5 | 1.65 | 0.52 | 120 | 1.13 | 0 | 2.63 | 1.5 | 1.5 | opened | 124 | SS 35/10 Arefino | 2,5+2,5 | 0.025 | 1.675 | 0.52 | 120 | 1.155 | 0 | 2.63 | 1.475 | 1.475 | opened
125 | SS 35/10 Knyazevo | 2,5+1,6 | 0.62 |  |  | 0.62 | 0 | 1.68 | 1.06 | 1.06 | opened | 125 | SS 35/10 Knyazevo | 2,5+1,6 | 0.01 | 0.63 |  |  | 0.63 | 0 | 1.68 | 1.05 | 1.05 | opened
126 | SS 35/10 Pokrov | 1,6+1,6 | 0.58 | 0.87 | 120 | -0.29 | 0 | 1.68 | 1.97 | 1.97 | opened | 126 | SS 35/10 Pokrov | 1,6+1,6 | 0.014 | 0.594 | 0.87 | 120 | -0.276 | 0 | 1.68 | 1.956 | 1.956 | opened
127 | SS 35/10 Anikovo | 2,5+2,5 | 0.88 | 0.04 | 120 | 0.84 | 0 | 2.63 | 1.79 | 1.79 | opened | 127 | SS 35/10 Anikovo | 2,5+2,5 | 0.03 | 0.91 | 0.04 | 120 | 0.87 | 0 | 2.63 | 1.76 | 1.76 | opened
128 | SS 35/10 Novoe selo | 2,5+2,5 | 1.13 |  |  | 1.13 | 0 | 2.63 | 1.5 | 1.5 | opened | 128 | SS 35/10 Novoe selo | 2,5+2,5 | 0.102 | 1.232 |  |  | 1.232 | 0 | 2.63 | 1.398 | 1.398 | opened
129 | SS 35/10 Bolshoe selo | 6,3+6,3 | 4.6 |  |  | 4.6 | 0 | 6.62 | 2.02 | 2.02 | opened | 129 | SS 35/10 Bolshoe selo | 6,3+6,3 | 0.2185 | 4.8185 |  |  | 4.8185 | 0 | 6.62 | 1.8015 | 1.8015 | opened
130 | SS 35/10 Breytovo | 4,0+4,0 | 3.92 |  |  | 3.92 | 0 | 4.2 | 0.28 | 0.28 | opened | 130 | SS 35/10 Breytovo | 4+4 | 0.561 | 4.481 |  |  | 4.481 | 0 | 4.2 | -0.281 | -0.281 | closed
131 | SS 35/10 Stanilovo | 1,6+1,6 | 0.83 | 0.21 | 120 | 0.62 | 0 | 1.68 | 1.06 | 1.06 | opened | 131 | SS 35/10 Stanilovo | 1,6+1,6 | 0.035 | 0.865 | 0.21 | 120 | 0.655 | 0 | 1.68 | 1.025 | 1.025 | opened
132 | SS 35/10 Znamovo | 2,5+2,5 | 1.03 | 0.25 | 120 | 0.78 | 0 | 2.63 | 1.85 | 1.85 | opened | 132 | SS 35/10 Znamovo | 2,5+2,5 |  | 1.03 | 0.25 | 120 | 0.78 | 0 | 2.63 | 1.85 | 1.85 | opened
133 | SS 35/10 Rozhdestvenno | 2,5+2,5 | 1.18 |  |  | 1.18 | 0 | 2.63 | 1.45 | 1.45 | opened | 133 | SS 35/10 Rozhdestvenno | 2,5+2,5 |  | 1.18 |  |  | 1.18 | 0 | 2.63 | 1.45 | 1.45 | opened
134 | SS 35/10 Zapolye | 2,5+2,5 | 0.6 |  |  | 0.6 | 0 | 2.63 | 2.03 | 2.03 | opened | 134 | SS 35/10 Zapolye | 2,5+2,5 |  | 0.6 |  |  | 0.6 | 0 | 2.63 | 2.03 | 2.03 | opened
135 | SS 35/10 Tikhmenevo | 1,6+1,6 | 1.31 | 0.82 | 120 | 0.49 | 0 | 1.68 | 1.19 | 1.19 | opened | 135 | SS 35/10 Tikhmenevo | 1,6+1,6 | 0.0385 | 1.3485 | 0.82 | 120 | 0.5285 | 0 | 1.68 | 1.1515 | 1.1515 | opened
136 | SS 35/10 Latskoe | 1,6+2,5 | 0.43 | 0.1 | 120 | 0.33 | 0 | 1.68 | 1.35 | 1.35 | opened | 136 | SS 35/10 Latskoe | 1,6+2,5 |  | 0.43 | 0.1 | 120 | 0.33 | 0 | 1.68 | 1.35 | 1.35 | opened
137 | SS 35/10 Borok | 2,5+4,0 | 1.25 | 0.46 | 120 | 0.79 | 0 | 2.63 | 1.84 | 1.84 | opened | 137 | SS 35/10 Borok | 2,5+4 | 0.008 | 1.258 | 0.46 | 120 | 0.798 | 0 | 2.63 | 1.832 | 1.832 | opened
138 | SS 35/10 Myshkin | 4,0+6,3 | 3.97 | 0.41 | 120 | 3.56 | 0 | 4.2 | 0.64 | 0.64 | opened | 138 | SS 35/10 Myshkin | 4+6,3 | 0.5287 | 4.4987 | 0.41 | 120 | 4.0887 | 0 | 4.2 | 0.1113 | 0.1113 | opened
139 | SS 110/10 Volga | 6,3+5,6 | 2.03 |  |  | 2.03 | 0 | 5.88 | 3.85 | 3.85 | opened | 139 | SS 110/10 Volga | 6,3+5,6 |  | 2.03 |  |  | 2.03 | 0 | 5.88 | 3.85 | 3.85 | opened
140 | SS 35/10 Krasnaya Gorka | 4,0+2,5 | 2.38 | 0.29 | 120 | 2.09 | 0 | 2.63 | 0.54 | 0.54 | opened | 140 | SS 35/10 Krasnaya Gorka | 4+2,5 | 0.01 | 2.39 | 0.29 | 120 | 2.1 | 0 | 2.63 | 0.53 | 0.53 | opened
141 | SS 110/35/6 Vostochnaya | 25+25 | 19.29 |  |  | 19.29 | 0 | 26.25 | 6.96 | 6.96 | opened | 141 | SS 110/35/6 Vostochnaya | 25+25 | 4.0996 | 20.4396 |  |  | 20.4396 | 0 | 26.25 | 5.8104 | 5.8104 | opened
| Nom. capacity MV, МVА | 25+25 | 2.95 |  |  | 2.95 | 0 | 26.25 | 23.3 |  |  |  | Nom. capacity MV, МVА | 25+25 | 3.626 | 3.626 |  |  | 3.626 | 0 | 26.25 | 22.624
| Nom. capacity LV, МVА | 25+25 | 16.34 |  |  | 16.34 | 0 | 26.25 | 9.91 |  |  |  | Nom. capacity LV, МVА | 25+25 | 0.47357 | 16.8136 |  |  | 16.8136 | 0 | 26.25 | 9.4364
142 | SS 110/35/10 Zalesye | 10+10 | 8.54 | 1.65 | 120 | 6.89 | 0 | 10.5 | 3.61 | 3.61 | opened | 142 | SS 110/35/10 Zalesye | 10+10 | 2.36 | 8.98 | 1.65 | 120 | 7.33 | 0 | 10.5 | 3.17 | 3.17 | opened
| Nom. capacity MV, МVА | 10+10 | 1.92 |  |  | 1.92 | 0 | 10.5 | 8.58 |  |  |  | Nom. capacity MV, МVА | 10+10 | 1.92 | 1.92 |  |  | 1.92 | 0 | 10.5 | 8.58
| Nom. capacity LV, МVА | 10+10 | 6.62 | 1.65 | 120 | 4.97 | 0 | 10.5 | 5.53 |  |  |  | Nom. capacity LV, МVА | 10+10 | 0.44 | 7.06 | 1.65 | 120 | 5.41 | 0 | 10.5 | 5.09
143 | SS 110/10 Lugovaya | 6,3+6,3 | 3.7 |  |  | 3.7 | 0 | 6.62 | 2.92 | 2.92 | opened | 143 | SS 110/10 Lugovaya | 6,3+6,3 | 0.162 | 3.862 |  |  | 3.862 | 0 | 6.62 | 2.758 | 2.758 | opened
144 | SS 110/35/10 Lom | 10+10 | 8.06 | 1.07 | 120 | 6.99 | 0 | 10.5 | 3.51 | 3.51 | opened | 144 | SS 110/35/10 Lom | 10+10 | 7.1305 | 8.5405 | 1.07 | 120 | 7.4705 | 0 | 10.5 | 3.0295 | 3.0295 | opened
| Nom. capacity MV, МVА | 10+10 | 6.65 |  |  | 6.65 | 0 | 10.5 | 3.85 |  |  |  | Nom. capacity MV, МVА | 10+10 | 6.9705 | 6.9705 |  |  | 6.9705 | 0 | 10.5 | 3.5295
| Nom. capacity LV, МVА | 10+10 | 1.41 | 1.07 | 120 | 0.34 | 0 | 10.5 | 10.16 |  |  |  | Nom. capacity LV, МVА | 10+10 | 0.16 | 1.57 | 1.07 | 120 | 0.5 | 0 | 10.5 | 10
145 | SS 35/10 Varegovo | 2,5+1,6 | 0.88 |  |  | 0.88 | 0 | 1.68 | 0.8 | 0.8 | opened | 145 | SS 35/10 Varegovo | 2,5+1,6 | 0.24 | 1.12 |  |  | 1.12 | 0 | 1.68 | 0.56 | 0.56 | opened
146 | SS 110/35/10 Shestikhino | 10+10 | 5.14 | 0.27 | 120 | 4.87 | 0 | 10.5 | 5.63 | 5.63 | opened | 146 | SS 110/35/10 Shestikhino | 10+10 | 5.5973 | 6.1474 | 0.27 | 120 | 5.8773 | 0 | 10.5 | 4.6227 | 4.6227 | opened
| Nom. capacity MV, МVА | 10+10 | 4.59 |  |  | 4.59 | 0 | 10.5 | 5.91 |  |  |  | Nom. capacity MV, МVА | 10+10 | 5.3953 | 5.3953 |  |  | 5.3953 | 0 | 10.5 | 5.1047
| Nom. capacity LV, МVА | 10+10 | 0.55 | 0.27 | 120 | 0.28 | 0 | 10.5 | 10.22 |  |  |  | Nom. capacity LV, МVА | 10+10 | 0.202 | 0.752 | 0.27 | 120 | 0.482 | 0 | 10.5 | 10.018
147 | SS 110/35/10 Kryukovo | 6.3 | 4.28 | 0.87 | 24 hours | 3.41 | 0 | 6.62 | 3.21 | 2.64 | opened | 147 | SS 110/35/10 Kryukovo | 6.3 | 4.2443 | 4.5443 | 0.87 | 24 hours | 3.6744 | 0 | 6.62 | 2.9457 | 2.3756 | opened
| Nom. capacidty MV, МVА | 6.3 | 3.98 |  |  | 3.98 | 0 | 6.62 | 2.64 |  |  |  | Nom. capacidty MV, МVА | 6.3 | 4.2443 | 4.2443 |  |  | 4.2443 | 0 | 6.62 | 2.3756
| Nom. capacity LV, МVА | 6.3 | 0.3 | 0.87 | 24 hours | -0.57 | 0 | 6.62 | 7.19 |  |  |  | Nom. capacity LV, МVА | 6.3 |  | 0.3 | 0.87 | 24 hours | -0.57 | 0 | 6.62 | 7.19
148 | SS 35/10 Beloe | 2.5 | 0.73 | 1.24 | 24 hours | 1.24 | 0 | 1.24 | 0.51 | 0.51 | opened | 148 | SS 35/10 Beloe | 2.5 |  | 0.73 | 1.24 | 24 hours | 1.24 | 0 | 1.24 | 0.51 | 0.51 | opened
149 | SS 110/35/10 Glebovo | 10 | 5.13 | 0.6 | 24 hours | 4.53 | 0 | 10.5 | 5.97 | 5.97 | opened | 149 | SS 110/35/10 Glebovo | 10 | 5.1895 | 7.2995 | 0.6 | 24 hours | 6.6995 | 0 | 10.5 | 3.8005 | 3.8005 | opened
| Nom. capacity MV, МVА | 10 | 3.02 |  |  | 3.02 | 0 | 10.5 | 7.48 |  |  |  | Nom. capacity MV, МVА | 10 | 3.7245 | 3.7245 |  |  | 3.7245 | 0 | 10.5 | 6.7755
| Nom. capacity LV, МVА | 10 | 2.11 | 0.6 | 24 hours | 1.51 | 0 | 10.5 | 8.99 |  |  |  | Nom. capacity LV, МVА | 10 | 1.465 | 3.575 | 0.6 | 24 hours | 2.975 | 0 | 10.5 | 7.525
150 | SS 35/10 Ermakovo | 1.6 | 0.83 | 0.87 | 24 hours | 0.87 | 0 | 0.87 | 0.04 | 0.04 | opened | 150 | SS 35/10 Ermakovo | 1.6 | 0.015 | 0.845 | 0.87 | 24 hours | 0.87 | 0 | 0.87 | 0.025 | 0.025 | opened
151 | SS 35/10 Milyushino | 1.6 | 0.72 | 0.32 | 24 hours | 0.32 | 0 | 0.32 | -0.4 | -0.4 | closed | 151 | SS 35/10 Milyushino | 1.6 |  | 0.72 | 0.32 | 24 hours | 0.32 | 0 | 0.32 | -0.4 | -0.4 | closed
152 | SS 35/10 Sutka | 2.5 | 0.6 | 0.58 | 24 hours | 0.58 | 0 | 0.58 | -0.02 | -0.02 | closed | 152 | SS 35/10 Sutka | 2.5 | 0.01 | 0.61 | 0.58 | 24 hours | 0.58 | 0 | 0.58 | -0.03 | -0.03 | closed
153 | SS 35/10 Sit | 1.6 | 0.53 | 0.44 | 24 hours | 0.44 | 0 | 0.44 | -0.09 | -0.09 | closed | 153 | SS 35/10 Sit | 1.6 | 0.0033 | 0.5333 | 0.44 | 24 hours | 0.44 | 0 | 0.44 | -0.0933 | -0.0933 | closed
154 | SS 35/10 Gorelovo | 1.6 | 0.38 | 0.61 | 24 hours | 0.61 | 0 | 0.61 | 0.23 | 0.23 | opened | 154 | SS 35/10 Gorelovo | 1.6 | 0.235 | 0.615 | 0.61 | 24 hours | 0.61 | 0 | 0.61 | -0.005 | -0.005 | closed
155 | SS 35/6 Pishchalkino | 1.6 | 0.94 | 1.68 | 24 hours | 1.68 | 0 | 1.68 | 0.74 | 0.74 | opened | 155 | SS 35/6 Pishchalkino | 1.6 |  | 0.94 | 1.68 | 24 hours | 1.68 | 0 | 1.68 | 0.74 | 0.74 | opened
156 | SS 35/6 Varegovo | 1.6 | 0.22 | 1.68 | 24 hours | 1.68 | 0 | 1.68 | 1.46 | 1.46 | opened | 156 | SS 35/6 Varegovo | 1.6 |  | 0.22 | 1.68 | 24 hours | 1.68 | 0 | 1.68 | 1.46 | 1.46 | opened
| Total: | 2610.2 | 869.07 | [8 empty] | 2: Total:; 3: 2610.2; 5: 1025.7123
| deficit | [8 empty] | -15.3 |  | 2: deficit; Мin. 12: -49.5142
| proficit | [8 empty] | 541 |  | 2: proficit; Мin. 12: 411.81
411.8117